## PLNT
eGRID2018 Plant file sequence number | Data Year | Substation Attach Scigrid(vid) | ST Scigrid distance (m) | Substation Attach EIA(id) | ST EIA distance (m) | Plant state abbreviation | Plant name | DOE/EIA ORIS plant or facility code | Plant transmission or distribution system owner name | Plant transmission or distribution system owner ID | Utility name | Utility ID | Plant county name | Plant latitude | Plant longitude | Number of units | Number of generators | Plant primary fuel | Plant primary coal/oil/gas/ other fossil fuel category | Plant capacity factor | Plant nameplate capacity (MW) | Plant annual heat input from combustion (MMBtu) | Plant ozone season heat input from combustion (MMBtu) | Plant total annual heat input (MMBtu) | Plant total ozone season heat input (MMBtu) | Plant annual net generation (MWh) | Plant ozone season net generation (MWh) | Heat rate
5972 | 2018 | 10009 | 4425.8447 | 147469 | 4423.2571 | NC | 1025 Traveller Solar, LLC | 62660 | Duke Energy Progress - (NC) | 3046 | 1025 Traveller Solar, LLC | 62139 | Lee | 35.4273 | -79.1263 | 1 | 1 | SUN | SOLAR |  | 5 | [6 empty] | -
5973 | 2018 | 7049 | 2866.9516 | 110816 | 2843.2291 | NC | 1047 Little Mountain Solar, LLC | 62661 | Duke Energy Carolinas, LLC | 5416 | 1047 Little Mountain Solar, LLC | 62140 | Yadkin | 36.1971 | -80.8067 | 1 | 1 | SUN | SOLAR |  | 3 | [6 empty] | -
5974 | 2018 | 4496 | 10462.5654 | 111209 | 1609.3049 | NC | 231 Dixon 74 Solar I, LLC | 61195 | Duke Energy Progress - (NC) | 3046 | Soltage LLC | 60163 | Cleveland | 35.2441 | -81.4304 | 1 | 1 | SUN | SOLAR | 0.22671 | 2 |  |  | 36218 | 18213 | 3972 | 1997 | 9.1183
5975 | 2018 | 6906 | 8256.0019 | 113507 | 335.6464 | NC | 4Oaks | 59534 | Duke Energy Progress - (NC) | 3046 | Greenbacker Renewable Energy Corporation | 60025 | Johnston | 35.4325 | -78.4117 | 1 | 1 | SUN | SOLAR | 0.17893 | 5 |  |  | 71456 | 35934 | 7837 | 3941 | 9.1178
5976 | 2018 | 2042 | 4217.3442 | 148245 | 3455.403 | NC | 510 REPP One | 57363 | Virginia Electric & Power Co | 19876 | 510 REPP One LLC | 56702 | Northampton | 36.4972 | -77.6058 | 1 | 1 | SUN | SOLAR | 0.16526 | 1.3 |  |  | 17160 | 8630 | 1882 | 946 | 9.118
5977 | 2018 | 6692 | 825.6119 | 148320 | 828.5993 | NC | ABD Farms | 61525 | Duke Energy Progress - (NC) | 3046 | Cypress Creek Renewables | 61060 | Randolph | 35.7287 | -79.7483 | 1 | 1 | SUN | SOLAR | 0.19749 | 5 |  |  | 78871 | 39663 | 8650 | 4350 | 9.118
5978 | 2018 | 15689 | 2062.0048 | 162783 | 667.2282 | NC | Achilles Solar | 62621 | Duke Energy Progress - (NC) | 3046 | Achilles Farm, LLC | 62105 | Montgomery | 35.3597 | -79.9114 | 1 | 1 | SUN | SOLAR |  | 5 | [6 empty] | -
5979 | 2018 | 7011 | 7373.0456 | 148290 | 2358.3167 | NC | Adams Solar | 60949 | Duke Energy Carolinas, LLC | 5416 | Adams Solar, LLC | 60600 | Rockingham | 36.273 | -79.7925 | 1 | 1 | SUN | SOLAR |  | 2 | [6 empty] | -
5980 | 2018 | 6407 | 9541.5843 | 111382 | 68.1828 | NC | Ahoskie | 59795 | Virginia Electric & Power Co | 19876 | Soltage LLC | 60163 | Hertford | 36.3064 | -76.9931 | 1 | 1 | SUN | SOLAR | 0.16721 | 5 |  |  | 66781 | 33583 | 7324 | 3683 | 9.1181
5981 | 2018 | 15226 | 542.1917 | 113099 | 538.4698 | NC | Ajax Solar | 60288 | Duke Energy Progress - (NC) | 3046 | Cypress Creek Renewables | 61060 | Robeson | 34.8309 | -79.1194 | 1 | 1 | SUN | SOLAR | 0.09011 | 5 |  |  | 35989 | 18098 | 3947 | 1985 | 9.1181
5982 | 2018 | 15692 | 7838.1088 | 114426 | 1246.1692 | NC | Albemarle Hospital Unit | 56339 | City of Albemarle - (NC) | 232 | North Carolina Mun Power Agny #1 | 13630 | Stanly | 35.3636 | -80.1939 | 1 | 1 | DFO | OIL | 0.00419 | 1.8 | 820 | 149 | 820 | 149 | 66 | 12 | 12.4242
5983 | 2018 | 15692 | 2748.3377 | 114429 | 2688.5736 | NC | Albemarle Prime Power Park | 56263 | City of Albemarle - (NC) | 232 | North Carolina Mun Power Agny #1 | 13630 | Stanly | 35.4072 | -80.1518 | 2 | 2 | DFO | OIL | 0.00247 | 3.6 | 1531 | 279 | 1531 | 279 | 78 | 14 | 19.6282
5984 | 2018 | 9484 | 12556.8274 | 111480 | 4524.1728 | NC | Albemarle Solar Center LLC | 58806 | City of Kinston - (NC) | 10345 | SRE Utility Solar 1, LLC | 61119 | Lenoir | 35.2931 | -77.5569 | 1 | 1 | SUN | SOLAR | 0.20906 | 5 |  |  | 83494 | 41987 | 9157 | 4605 | 9.1181
5985 | 2018 | 16404 | 5479.9041 | 112247 | 5378.7012 | NC | Albertson Solar LLC | 59901 | Duke Energy Progress - (NC) | 3046 | Albertson Solar LLC | 59674 | Duplin | 35.093 | -77.8127 | 1 | 1 | SUN | SOLAR | 0.2463 | 5 |  |  | 98363 | 49465 | 10788 | 5425 | 9.1178
5986 | 2018 | 9873 | 10075.3055 | 158078 | 6136.5465 | NC | Alexis Solar | 60139 | Duke Energy Progress - (NC) | 3046 | Sunlight Partners | 58658 | Lenoir | 35.3279 | -77.6609 | 1 | 1 | SUN | SOLAR |  | 5 | [6 empty] | -
5987 | 2018 | 6422 | 7664.1838 | 147094 | 7721.4058 | NC | Alpha Value Solar | 62054 | 3 Phases Renewables Inc | 21093 | Alpha Value Solar, LLC | 61617 | Perquimans | 36.1574 | -76.4896 | 1 | 1 | SUN | SOLAR |  | 5 | [6 empty] | -
5988 | 2018 | 6661 | 10964.1815 | 112696 | 552.5465 | NC | AM Best Farm | 58344 | Duke Energy Progress - (NC) | 3046 | AM Best Farm | 58330 | Wayne | 35.4189 | -77.9856 | 1 | 1 | SUN | SOLAR | 0.18842 | 5 |  |  | 75251 | 37843 | 8253 | 4150 | 9.118
5989 | 2018 | 6402 | 2369.1588 | 111417 | 2357.4111 | NC | American Legion PV 1 | 59516 | Virginia Electric & Power Co | 19876 | Ecoplexus, Inc | 58970 | Halifax | 36.4183 | -77.6558 | 1 | 1 | SUN | SOLAR | 0.16416 | 16 |  |  | 209795 | 105503 | 23009 | 11571 | 9.118
5990 | 2018 | 11742 | 4591.9302 | 110868 | 901.9642 | NC | Amethyst Solar | 58730 | Duke Energy Carolinas, LLC | 5416 | Amethyst Solar LLC | 59912 | Rutherford | 35.3169 | -81.9264 | 1 | 1 | SUN | SOLAR | 0.22218 | 3 |  |  | 53240 | 26774 | 5839 | 2936 | 9.118
5991 | 2018 | 13956 | 16291.5834 | 147204 | 274.7749 | NC | Anderson Farm LLC | 59115 | Duke Energy Progress - (NC) | 3046 | Anderson Farm LLC | 58926 | Sampson | 34.9756 | -78.5167 | 1 | 1 | SUN | SOLAR | 0.23744 | 1.9 |  |  | 36033 | 18120 | 3952 | 1987 | 9.1177
5992 | 2018 | 9867 | 891.86 | 148456 | 886.0462 | NC | Andrew Solar | 59497 | Duke Energy Carolinas, LLC | 5416 | Cypress Creek Renewables | 61060 | Craven | 35.1608 | -77.1099 | 1 | 1 | SUN | SOLAR | 0.21434 | 5 |  |  | 85599 | 43047 | 9388 | 4721 | 9.1179
5993 | 2018 | 15632 | 2955.5483 | 151689 | 1393.6697 | NC | Angel Solar | 58731 | Duke Energy Carolinas, LLC | 5416 | Cypress Creek Renewables | 61060 | Catawba | 35.6511 | -81.2086 | 1 | 1 | SUN | SOLAR | 0.21 | 5 |  |  | 83866 | 42175 | 9198 | 4626 | 9.1179
5994 | 2018 | 6895 | 1053.5982 | 147191 | 898.2413 | NC | Angier Farm | 58867 | Duke Energy Progress - (NC) | 3046 | Angier Farm LLC | 58744 | Harnett | 35.5164 | -78.75 | 1 | 1 | SUN | SOLAR | 0.17039 | 5 |  |  | 68046 | 34220 | 7463 | 3753 | 9.1178
5995 | 2018 | 9859 | 8806.6082 | 147981 | 8718.4574 | NC | Anna Solar | 60176 | Duke Energy Progress - (NC) | 3046 | Sunlight Partners | 58658 | Vance | 36.2649 | -78.2961 | 1 | 1 | SUN | SOLAR |  | 5 | [6 empty] | -
5996 | 2018 | 15630 | 2550.3023 | 110974 | 111.5703 | NC | Apple Data Center - Fuel Cell 1&2 | 58264 | Duke Energy Carolinas, LLC | 5416 | Apple, Inc | 57369 | Catawba | 35.5883 | -81.2667 | 2 | 2 | LFG | BIOMASS | 0.75073 | 10.5 | 536878 | 212652 | 536878 | 212652 | 69052 | 27351 | 7.775
5997 | 2018 | 15632 | 9841.8746 | 151686 | 1172.4686 | NC | Apple Data Center - PV2 | 58701 | Duke Energy Carolinas, LLC | 5416 | Apple, Inc | 57369 | Catawba | 35.7389 | -81.2078 | 1 | 1 | SUN | SOLAR | 0.21253 | 20 |  |  | 339518 | 170740 | 37236 | 18725 | 9.118
5998 | 2018 | 15630 | 3057.6307 | 157207 | 433.0324 | NC | Apple Data Center PV | 57994 | Duke Energy Carolinas, LLC | 5416 | Apple, Inc | 57369 | Catawba | 35.5881 | -81.252 | 1 | 1 | SUN | SOLAR | 0.20607 | 21 |  |  | 345645 | 173820 | 37908 | 19063 | 9.118
5999 | 2018 | 15632 | 10630.9684 | 151728 | 569.0693 | NC | Apple Data Center PV3 | 59474 | Duke Energy Carolinas, LLC | 5416 | Apple, Inc | 57369 | Catawba | 35.715 | -81.15 | 1 | 1 | SUN | SOLAR | 0.23119 | 17.5 |  |  | 323160 | 162512 | 35442 | 17823 | 9.118
6000 | 2018 | 15632 | 8101.3522 | 151689 | 5081.3782 | NC | Apple One | 58828 | Duke Energy Carolinas, LLC | 5416 | Cypress Creek Renewables | 61060 | Catawba | 35.6294 | -81.1569 | 1 | 1 | SUN | SOLAR | 0.21372 | 5 |  |  | 85353 | 42923 | 9361 | 4708 | 9.1179
6001 | 2018 | 6969 | 2178.3198 | 111326 | 1057.6446 | NC | Ararat Rock Solar, LLC | 58492 | Duke Energy Carolinas, LLC | 5416 | O2energies, Inc. | 58477 | Surry | 36.4611 | -80.6006 | 1 | 1 | SUN | SOLAR | 0.18311 | 3.5 |  |  | 51189 | 25743 | 5614 | 2823 | 9.1181
6002 | 2018 | 9873 | 17107.3602 | 111955 | 2035.9264 | NC | Arba Solar, LLC | 58801 | Duke Energy Carolinas, LLC | 5416 | Argand Energy Solutions, LLC | 58694 | Greene | 35.3964 | -77.7036 | 4 | 4 | SUN | SOLAR | 0.18059 | 2 |  |  | 28849 | 14508 | 3164 | 1591 | 9.1179
6003 | 2018 | 28670 | 4632.5281 | 147452 | 3566.7566 | NC | Arborgate Solar | 62623 | Duke Energy Progress - (NC) | 3046 | Arborgate Farm, LLC | 62104 | Chatham | 35.7174 | -79.1195 | 1 | 1 | SUN | SOLAR |  | 5 | [6 empty] | -
6004 | 2018 | 6676 | 1068.6776 | 112409 | 1074.1455 | NC | Archer Daniels Midland Southport | 54316 | Duke Energy Progress - (NC) | 3046 | Archer Daniels Midland Co | 772 | Brunswick | 33.9397 | -77.9905 | 3 | 3 | NG | GAS | 0.00597 | 52.5 | 41094.999 | 9736 | 41094.999 | 9736 | 2747.001 | 650 | 14.96
6005 | 2018 | 15632 | 15053.8975 | 151690 | 2272.2429 | NC | Arndt Farm | 58315 | Duke Energy Carolinas, LLC | 5416 | Strata Fund 2 Lessee LLC | 58283 | Catawba | 35.7792 | -81.1756 | 1 | 1 | SUN | SOLAR | 0.19518 | 5 |  |  | 77950 | 39199 | 8549 | 4299 | 9.118
6006 | 2018 | 9821 | 15753.807 | 112678 | 3123.639 | NC | Arthur Solar, LLC | 62136 | Duke Energy Carolinas, LLC | 5416 | Radian Generation | 61494 | Columbus | 34.1609 | -78.8466 | 1 | 1 | SUN | SOLAR | 0.07811 | 5 |  |  | 31193 | 19169 | 3421 | 2102 | 9.1181
6007 | 2018 | 28665 | 204.8917 | 109908 | 63.4706 | NC | Asheville | 2706 | Duke Energy Progress - (NC) | 3046 | Duke Energy Progress - (NC) | 3046 | Buncombe | 35.4731 | -82.5417 | 4 | 8 | BIT | COAL | 0.13992 | 1423.5 | 19881975 | 9114244 | 19881975 | 9114244 | 1744768 | 771482 | 11.3952
6008 | 2018 | 7049 | 10684.8756 | 110815 | 3098.8708 | NC | Ashley Solar Farm | 59566 | Duke Energy Carolinas, LLC | 5416 | Ashley Solar Farm, LLC | 59307 | Yadkin | 36.1261 | -80.7989 | 1 | 1 | SUN | SOLAR | 0.19846 | 4 |  |  | 63408 | 31887 | 6954 | 3497 | 9.1182
6009 | 2018 | 9872 | 4189.8805 | 112251 | 4203.8158 | NC | Aspen Solar, LLC | 59694 | Duke Energy Carolinas, LLC | 5416 | SRE Utility Solar 1, LLC | 61119 | Duplin | 34.7912 | -78.0121 | 1 | 1 | SUN | SOLAR | 0.20297 | 5 |  |  | 81059 | 40764 | 8890 | 4471 | 9.118
6010 | 2018 | 16404 | 17719.7022 | 112244 | 563.6002 | NC | Atkinson Farm Solar | 60982 | Duke Energy Progress - (NC) | 3046 | Atkinson Farm, LLC | 60616 | Duplin | 34.897 | -77.7952 | 1 | 1 | SUN | SOLAR | 0.18852 | 5 |  |  | 75286 | 37860 | 8257 | 4152 | 9.1178
6011 | 2018 | 16404 | 17791.0561 | 112244 | 611.6332 | NC | Atkinson Solar II | 62096 | Duke Energy Progress - (NC) | 3046 | Atkinson Solar II LLC | 61639 | Duplin | 34.897 | -77.792 | 1 | 1 | SUN | SOLAR | 0.04987 | 1.9 |  |  | 7568 | 0 | 830 | 0 | -
6012 | 2018 | 4496 | 10528.42 | 111202 | 431.8552 | NC | Audrey Solar | 58732 | Duke Energy Carolinas, LLC | 5416 | Audrey Solar LLC | 59910 | Cleveland | 35.3281 | -81.6219 | 1 | 1 | SUN | SOLAR | 0.18607 | 3 |  |  | 44588 | 22421 | 4890 | 2459 | 9.1182
6013 | 2018 | 28953 | 4147.4903 | 111467 | 4146.6806 | NC | Augustus Farm, LLC | 60313 | Duke Energy Carolinas, LLC | 5416 | Augustus Farm, LLC | 60110 | Pitt | 35.5997 | -77.6391 | 1 | 1 | SUN | SOLAR | 0.23071 | 4.9 |  |  | 90295 | 45407 | 9903 | 4980 | 9.1179
6014 | 2018 | 6407 | 4042.262 | 148202 | 4025.6921 | NC | Aulander Holloman Solar, LLC | 62340 | Virginia Electric & Power Co | 19876 | Aulander Holloman Solar, LLC | 61838 | Hertford | 36.2912 | -77.0666 | 1 | 1 | SUN | SOLAR | 6e-05 | 80 |  |  | 352 | 0 | 38.61 | 0 | -
6015 | 2018 | 15632 | 10830.4897 | 110963 | 6784.8786 | NC | Austin Solar | 58733 | Duke Energy Carolinas, LLC | 5416 | Sunlight Partners | 58658 | Catawba | 35.6139 | -81.1322 | 1 | 1 | SUN | SOLAR |  | 2 | [6 empty] | -
6016 | 2018 | 4475 | 10183.2727 | 150334 | 370.5464 | NC | Auten Road Farm, LLC | 60634 | Duke Energy Progress - (NC) | 3046 | Cypress Creek Renewables | 61060 | Gaston | 35.305 | -81.1373 | 1 | 1 | SUN | SOLAR | 0.17274 | 5 |  |  | 68986 | 34691 | 7566 | 3805 | 9.1179
6017 | 2018 | 7011 | 14876.6393 | 113581 | 1974.9029 | NC | Avalon Hydropower | 54801 | Duke Energy Carolinas, LLC | 5416 | Avalon Hydropower LLC | 1005 | ROCKINGHAM | 36.4237 | -79.9525 | 3 | 3 | WAT | HYDRO | 0.46214 | 1.2 |  |  | 44296 | 16851 | 4858 | 1848 | 9.1182
6018 | 2018 | 4496 | 7053.6505 | 111203 | 3820.2404 | NC | Ayrshire | 58792 | Duke Energy Carolinas, LLC | 5416 | CD Global Solar Holdings, LLC | 60865 | Cleveland | 35.2831 | -81.6153 | 1 | 1 | SUN | SOLAR | 0.2079 | 19.4 |  |  | 322149 | 162005 | 35331 | 17767 | 9.118
6019 | 2018 | 9454 | 2926.1289 | 148417 | 2897.3084 | NC | Badger | 62603 | Duke Energy Progress - (NC) | 3046 | Badger Farm, LLC | 62101 | Jones | 34.839 | -77.2288 | 1 | 1 | SUN | SOLAR |  | 5 | [6 empty] | -
6020 | 2018 | 6890 | 13246.5496 | 111953 | 10622.0622 | NC | Bailey Farm LLC | 59127 | Duke Energy Progress - (NC) | 3046 | Bailey Farm LLC | 58921 | Nash | 35.7875 | -78.1397 | 1 | 1 | SUN | SOLAR | 0.20543 | 5 |  |  | 82045 | 41259 | 8998 | 4525 | 9.1181
6021 | 2018 | 1850 | 27136.4665 | 114751 | 631.8778 | NC | Bakatsias Solar | 61527 | Duke Energy Carolinas, LLC | 5416 | Cypress Creek Renewables | 61060 | Alamance | 36.0724 | -79.3475 | 1 | 1 | SUN | SOLAR | 0.1582 | 5 |  |  | 63179 | 31772 | 6929 | 3484 | 9.1181
6022 | 2018 | 6407 | 2320.8759 | 148202 | 2307.4461 | NC | Baker PV 1 | 59517 | Virginia Electric & Power Co | 19876 | Ecoplexus, Inc | 58970 | Hertford | 36.2703 | -77.0603 | 1 | 1 | SUN | SOLAR | 0.17847 | 5 |  |  | 71275 | 35843 | 7817 | 3931 | 9.1179
6023 | 2018 | 9995 | 914.4805 | 114147 | 911.8729 | NC | Balsam | 59828 | Duke Energy Progress - (NC) | 3046 | SRE Utility Solar 1, LLC | 61119 | Lee | 35.4589 | -79.1739 | 1 | 1 | SUN | SOLAR | 0.20603 | 5 |  |  | 82281 | 41378 | 9024 | 4538 | 9.118
6024 | 2018 | 9850 | 14883.6854 | 162755 | 5440.4132 | NC | Baltimore Church Solar, LLC | 60144 | Duke Energy Progress - (NC) | 3046 | Soltage LLC | 60163 | Robeson | 34.4667 | -79.1524 | 1 | 1 | SUN | SOLAR | 0.16553 | 5.4 |  |  | 71394 | 35903 | 7830 | 3938 | 9.118
6025 | 2018 | 28662 | 6706.0318 | 147253 | 6659.8771 | NC | Barker Solar, LLC | 61194 | Duke Energy Progress - (NC) | 3046 | Soltage LLC | 60163 | Robeson | 34.6356 | -78.9287 | 1 | 1 | SUN | SOLAR | 0.2097 | 5 |  |  | 83749 | 42116 | 9185 | 4619 | 9.118
6026 | 2018 | 10126 | 369.5855 | 111376 | 267.1498 | NC | Barnhill Road Solar, LLC | 60782 | Virginia Electric & Power Co | 19876 | Cypress Creek Renewables | 61060 | Pasquotank | 36.2692 | -76.2995 | 1 | 1 | SUN | SOLAR | 0.21005 | 3.1 |  |  | 52009 | 26154 | 5704 | 2868 | 9.118
6027 | 2018 | 6655 | 739.1556 | 111940 | 738.0604 | NC | Battleboro Farm | 60369 | Virginia Electric & Power Co | 19876 | Cypress Creek Renewables | 61060 | Nash | 36.0586 | -77.7608 | 1 | 1 | SUN | SOLAR | 0.1749 | 5.2 |  |  | 72642 | 36530 | 7967 | 4006 | 9.1179
6028 | 2018 | 4517 | 11117.1444 | 111302 | 507.1637 | NC | Battleground | 59038 | Duke Energy Carolinas, LLC | 5416 | Sustainable Power Group, LLC | 58661 | Cleveland | 35.22 | -81.33 | 1 | 1 | SUN | SOLAR | 0.18314 | 3.5 |  |  | 51199 | 25747 | 5615 | 2824 | 9.1183
6029 | 2018 | 9868 | 8.4067 | 111660 | 15.7935 | NC | Bay Branch Solar | 60601 | Duke Energy Progress - (NC) | 3046 | Sol Systems | 61677 | Beaufort | 35.4745 | -77.1191 | 1 | 1 | SUN | SOLAR | 0.00011 | 5 |  |  | 46 | 0 | 5 | 0 | -
6030 | 2018 | 9864 | 397.5856 | 111648 | 406.2856 | NC | Bayboro Solar Farm | 61528 | Duke Energy Progress - (NC) | 3046 | Cypress Creek Renewables | 61060 | Pamlico | 35.1483 | -76.8102 | 1 | 1 | SUN | SOLAR | 0.12968 | 5 |  |  | 51792 | 26046 | 5680 | 2856 | 9.1183
6031 | 2018 | 6024 | 4199.3012 | 109543 | 280.248 | NC | Bear Creek Dam | 2741 | Duke Energy Carolinas, LLC | 5416 | Duke Energy Carolinas, LLC | 5416 | Jackson | 35.2427 | -83.072 | 1 | 1 | WAT | HYDRO | 0.47225 | 9 |  |  | 339482 | 130092 | 37232 | 14268 | 9.118
6032 | 2018 | 28671 | 18382.9717 | 162465 | 289.7404 | NC | Bear Creek Solar | 61351 | Town of Princeton - (MA) | 15371 | Cypress Creek Renewables | 61060 | Chatham | 35.5403 | -79.4491 | 1 | 1 | SUN | SOLAR | 0.22363 | 2 |  |  | 35726 | 17967 | 3918 | 1970 | 9.1184
6033 | 2018 | 4473 | 9545.4069 | 154131 | 4373.4007 | NC | Bear Poplar Solar | 61130 | Duke Energy Carolinas, LLC | 5416 | Bear Poplar Solar, LLC | 60750 | Rowan | 35.6705 | -80.6847 | 1 | 1 | SUN | SOLAR |  | 5 | [6 empty] | -
6034 | 2018 | 17163 | 8703.1416 | 155683 | 5912.3034 | NC | Bearford Farm Solar Project | 59567 | Duke Energy Progress - (NC) | 3046 | Bearford Farm, LLC | 59308 | Pender | 34.61 | -77.9242 | 1 | 1 | SUN | SOLAR | 0.20781 | 5 |  |  | 82993 | 41736 | 9102 | 4577 | 9.1181
6035 | 2018 | 17163 | 8244.5022 | 155683 | 6209.6519 | NC | Bearford Solar II | 59488 | Duke Energy Carolinas, LLC | 5416 | Bearford Solar II, LLC | 59247 | Pender | 34.6119 | -77.9289 | 1 | 1 | SUN | SOLAR | 0.17158 | 4.9 |  |  | 67154 | 36220 | 7365 | 3972 | 9.118
6036 | 2018 | 9859 | 1429.7504 | 147981 | 1347.324 | NC | BearPond Solar Center LLC | 58955 | Duke Energy Progress - (NC) | 3046 | BearPond Solar Center LLC | 58818 | Vance | 36.2761 | -78.3772 | 1 | 1 | SUN | SOLAR | 0.21104 | 4.8 |  |  | 80913 | 40689 | 8874 | 4463 | 9.118
6037 | 2018 | 9868 | 2460.5713 | 148462 | 2426.8378 | NC | Beaufort Solar, LLC | 59887 | Duke Energy Progress - (NC) | 3046 | Capital Power Corporation | 59365 | Beaufort | 35.456 | -77.134 | 1 | 1 | SUN | SOLAR | 0.20578 | 15 |  |  | 246542 | 123982 | 27039 | 13598 | 9.118
6038 | 2018 | 6684 | 9214.3287 | 111204 | 7640.1808 | NC | Beetle Solar | 59511 | Duke Energy Carolinas, LLC | 5416 | Cypress Creek Renewables | 61060 | Cleveland | 35.1785 | -81.665 | 1 | 1 | SUN | SOLAR | 0.19344 | 4 |  |  | 61800 | 31079 | 6778 | 3409 | 9.1177
6039 | 2018 | 6682 | 277.0697 | 111010 | 280.2247 | NC | Belews Creek | 8042 | Duke Energy Carolinas, LLC | 5416 | Duke Energy Carolinas, LLC | 5416 | Stokes | 36.2811 | -80.0603 | 2 | 2 | BIT | COAL | 0.36757 | 2491.2 | 75193948 | 40899599 | 75193948 | 40899599 | 8021417 | 4305635 | 9.3741
6040 | 2018 | 4496 | 23766.3918 | 111198 | 93.1836 | NC | Belwood Farm | 58314 | Duke Energy Progress - (NC) | 3046 | Belwood Farm LLC | 58282 | Cleveland | 35.47 | -81.5083 | 1 | 1 | SUN | SOLAR | 0.20502 | 4 |  |  | 65504 | 32941 | 7184 | 3613 | 9.118
6041 | 2018 | 6405 | 13800.4312 | 111385 | 1706.3228 | NC | Benthall Bridge PV 1 | 59515 | Virginia Electric & Power Co | 19876 | Ecoplexus, Inc | 58970 | Hertford | 36.42 | -77.1003 | 1 | 1 | SUN | SOLAR | 0.19219 | 5 |  |  | 76754 | 38599 | 8418 | 4233 | 9.1178
6042 | 2018 | 16281 | 1892.0622 | 111143 | 1894.2403 | NC | Bernhardt Furniture Solar Farm | 60881 | Duke Energy Carolinas, LLC | 5416 | Bernhardt Furniture Company | 60532 | Caldwell | 35.8499 | -81.5409 | 1 | 1 | SUN | SOLAR | 0.06725 | 1.1 |  |  | 5909 | 2972 | 648 | 326 | 9.1188
6043 | 2018 | 10039 | 272.3683 | 111463 | 265.9733 | NC | Bethel Price Solar, LLC | 58843 | Virginia Electric & Power Co | 19876 | Bethel Price Solar, LLC | 58712 | Pitt | 35.7947 | -77.3811 | 1 | 1 | SUN | SOLAR | 0.16002 | 5 |  |  | 63907 | 32138 | 7009 | 3525 | 9.1178
6044 | 2018 | 10039 | 5069.4208 | 111463 | 5069.8132 | NC | Bethel Solar | 59173 | Virginia Electric & Power Co | 19876 | Bethel Solar LLC | 58981 | Pitt | 35.75 | -77.385 | 1 | 1 | SUN | SOLAR | 0.17221 | 5 |  |  | 68778 | 34588 | 7543 | 3793 | 9.1181
6045 | 2018 | 16404 | 17805.1357 | 112244 | 1604.3079 | NC | Beulaville | 59039 | Duke Energy Carolinas, LLC | 5416 | Sustainable Power Group, LLC | 58661 | Duplin | 34.9 | -77.78 | 1 | 1 | SUN | SOLAR | 0.19258 | 2 |  |  | 30762 | 15470 | 3374 | 1697 | 9.1174
6046 | 2018 | 15782 | 16001.1152 | 114406 | 2344.3971 | NC | BG Stewart Solar Farm, LLC | 59930 | Duke Energy Carolinas, LLC | 5416 | Cypress Creek Renewables | 61060 | Union | 34.9705 | -80.3896 | 1 | 1 | SUN | SOLAR | 0.2061 | 5 |  |  | 82307 | 41391 | 9027 | 4540 | 9.1179
6047 | 2018 | 28601 | 5065.8802 | 154550 | 2235.8551 | NC | Biltmore Solar Fields | 61271 | Duke Energy Progress - (NC) | 3046 | The Biltmore Company | 60880 | Buncombe | 35.5612 | -82.5884 | 1 | 1 | SUN | SOLAR | 0.14909 | 1.5 |  |  | 17862 | 8983 | 1959 | 985 | 9.1179
6048 | 2018 | 2907 | 1704.7075 | 147458 | 555.0845 | NC | Binks Solar | 58737 | Duke Energy Carolinas, LLC | 5416 | Sunlight Partners | 58658 | Orange | 36 | -79.0525 | 1 | 1 | SUN | SOLAR |  | 4 | [6 empty] | -
6049 | 2018 | 14626 | 2077.6595 | 114350 | 2080.0378 | NC | Biscoe Solar LLC | 58667 | Duke Energy Carolinas, LLC | 5416 | Sustainable Power Group, LLC | 58661 | Montgomery | 35.3839 | -79.7703 | 1 | 1 | SUN | SOLAR | 0.20573 | 5 |  |  | 82163 | 41318 | 9011 | 4532 | 9.1181
6050 | 2018 | 340 | 10871.6035 | 113510 | 5701.3869 | NC | Bizzell Church Solar 1, LLC | 60401 | Duke Energy Progress - (NC) | 3046 | Cypress Creek Renewables | 61060 | Johnston | 35.5494 | -78.1799 | 1 | 1 | SUN | SOLAR | 0.20686 | 5.2 |  |  | 85918 | 43207 | 9423 | 4739 | 9.1179
6051 | 2018 | 340 | 10973.5921 | 113510 | 5224.2155 | NC | Bizzell Church Solar 2 | 61158 | Duke Energy Progress - (NC) | 3046 | CD Global Solar Holdings, LLC | 60865 | Johnston | 35.5444 | -78.1772 | 1 | 1 | SUN | SOLAR | 0.21107 | 5 |  |  | 84295 | 42391 | 9245 | 4649 | 9.1179
6052 | 2018 | 15630 | 2756.3575 | 110971 | 2738.2831 | NC | Blackburn Landfill Co-Generation | 55488 | Duke Energy Carolinas, LLC | 5416 | Catawba County | 3057 | Catawba | 35.6067 | -81.3006 | 3 | 3 | LFG | BIOMASS | 0.6164 | 2.9 | 84467.185 | 33456.402 | 84467.185 | 33456.402 | 15659 | 6202.001 | 5.3942
6053 | 2018 | 1924 | 15763.56 | 162473 | 789.915 | NC | Bladen Solar | 61561 | Duke Energy Progress - (NC) | 3046 | Cypress Creek Renewables | 61060 | Bladen | 34.8235 | -78.6235 | 1 | 1 | SUN | SOLAR | 0.23733 | 50 |  |  | 947830 | 466558 | 103952 | 51169 | 9.118
6054 | 2018 | 9820 | 5636.583 | 147244 | 424.4271 | NC | Bladenboro Farm | 58868 | Duke Energy Progress - (NC) | 3046 | Blandenboro Farm LLC | 58745 | Bladen | 34.535 | -78.8131 | 1 | 1 | SUN | SOLAR | 0.19009 | 5 |  |  | 75917 | 38177 | 8326 | 4187 | 9.1181
6055 | 2018 | 9820 | 4547.9964 | 112352 | 952.1914 | NC | Bladenboro Solar 2 | 62101 | Duke Energy Progress - (NC) | 3046 | Bladenboro Farm 2 LLC | 61644 | Bladen | 34.536 | -78.799 | 1 | 1 | SUN | SOLAR | 0.05873 | 4.5 |  |  | 21109 | 10571 | 2315 | 1159 | 9.1184
6056 | 2018 | 9820 | 5383.5441 | 112352 | 1788.2386 | NC | Bladenboro Solar, LLC | 61283 | Duke Energy Progress - (NC) | 3046 | Cypress Creek Renewables | 61060 | Bladen | 34.5478 | -78.8177 | 1 | 1 | SUN | SOLAR | 0.22617 | 4.8 |  |  | 86710 | 43606 | 9510 | 4782 | 9.1178
6057 | 2018 | 29024 | 4193.5272 | 114393 | 72.4163 | NC | Blewett | 2707 | Duke Energy Progress - (NC) | 3046 | Duke Energy Progress - (NC) | 3046 | Anson | 34.9833 | -79.8775 | 10 | 10 | WAT | HYDRO | 0.10687 | 94.6 | 17296 | 2967 | 823026.001 | 311730 | 88565.998 | 33899.001 | 9.2928
6058 | 2018 | 28766 | 10559.9529 | 111431 | 10546.6519 | NC | Blue Bird Solar | 60177 | Duke Energy Progress - (NC) | 3046 | Sunlight Partners | 58658 | Vance | 36.3831 | -78.3503 | 1 | 1 | SUN | SOLAR |  | 4 | [6 empty] | -
6059 | 2018 | 6661 | 8840.1615 | 148079 | 6302.5392 | NC | Blueberry One | 58605 | Duke Energy Carolinas, LLC | 5416 | Cypress Creek Renewables | 61060 | Wayne | 35.3139 | -78.1542 | 1 | 1 | SUN | SOLAR | 0.21687 | 5 |  |  | 86612 | 43556 | 9499 | 4777 | 9.118
6060 | 2018 | 10009 | 132.9909 | 147469 | 129.4648 | NC | Boaz Farm Solar | 61157 | Duke Energy Progress - (NC) | 3046 | CD Global Solar Holdings, LLC | 60865 | Lee | 35.4678 | -79.1344 | 1 | 1 | SUN | SOLAR | 0.20831 | 5 |  |  | 83191 | 41836 | 9124 | 4588 | 9.1178
6061 | 2018 | 16911 | 9061.5706 | 148035 | 79.6556 | NC | Bolton Farm | 58349 | Duke Energy Progress - (NC) | 3046 | Bolton Farm LLC | 58335 | Warren | 36.4216 | -78.1323 | 1 | 1 | SUN | SOLAR | 0.19945 | 5 |  |  | 79655 | 40058 | 8736 | 4393 | 9.118
6062 | 2018 | 9484 | 15094.3972 | 111446 | 9718.1501 | NC | Bondi Solar | 61352 | Jones-Onslow Elec Member Corp | 9837 | Cypress Creek Renewables | 61060 | Jones | 35.1341 | -77.5385 | 1 | 1 | SUN | SOLAR | 0.15386 | 5 |  |  | 61446 | 30900 | 6739 | 3389 | 9.118
6063 | 2018 | 9858 | 4266.0942 | 111949 | 4256.5736 | NC | Bonnie Solar | 60175 | Duke Energy Progress - (NC) | 3046 | Sunlight Partners | 58658 | Nash | 36.0859 | -78.0622 | 1 | 1 | SUN | SOLAR |  | 5 | [6 empty] | -
6064 | 2018 | 6665 | 5287.6208 | 111943 | 1719.5933 | NC | Boseman Solar Center LLC | 58807 | Duke Energy Progress - (NC) | 3046 | Cypress Creek Renewables | 61060 | Nash | 36.0081 | -77.81 | 1 | 1 | SUN | SOLAR | 0.19395 | 5 |  |  | 77459 | 38953 | 8495 | 4272 | 9.1182
6065 | 2018 | 15511 | 3663.0723 | 153936 | 3568.5614 | NC | Bostic Delivery No 2 | 56547 | Town of Bostic - (NC) | 1987 | North Carolina Mun Power Agny #1 | 13630 | Rutherford | 35.3619 | -81.8344 | 1 | 1 | DFO | OIL | 0 | 1 | 12 | 0 | 12 | 0 | -15 | 0 | -
6066 | 2018 | 7700 | 3667.3027 | 147392 | 3602.7945 | NC | Boykin PV1 | 59996 | Duke Energy Carolinas, LLC | 5416 | Ecoplexus, Inc | 58970 | Cumberland | 35.1134 | -78.7504 | 1 | 1 | SUN | SOLAR |  | 17 | [6 empty] | -
6067 | 2018 | 9487 | 345.761 | 148078 | 229.8297 | NC | Bradley Farm (Dudley) | 62593 | Duke Energy Progress - (NC) | 3046 | Bradley Farm LLC | 59315 | Wayne | 35.3069 | -78.0608 | 1 | 1 | SUN | SOLAR |  | 5 | [6 empty] | -
6068 | 2018 | 6407 | 550.3497 | 148202 | 534.5619 | NC | Bradley PV1 | 59154 | Virginia Electric & Power Co | 19876 | Ecoplexus, Inc | 58970 | Hertford | 36.2606 | -77.0764 | 1 | 1 | SUN | SOLAR | 0.17888 | 5 |  |  | 71440 | 35926 | 7835 | 3940 | 9.1181
6069 | 2018 | 12414 | 16044.6215 | 162460 | 81.5418 | NC | Brantley Solar | 60623 | Duke Energy Progress - (NC) | 3046 | John Laing US Solar Corp. | 61694 | Nash | 35.8905 | -78.1552 | 1 | 1 | SUN | SOLAR | 0.03462 | 50.2 |  |  | 138821 | 0 | 15225 | 0 | -
6070 | 2018 | 29262 | 2439.5654 | 147160 | 1818.693 | NC | BRE | 59706 | City of Wilson | 20785 | SRE Utility Solar 1, LLC | 61119 | Granville | 36.3725 | -78.5985 | 1 | 1 | SUN | SOLAR | 0.19356 | 5 |  |  | 77304 | 38875 | 8478 | 4263 | 9.1182
6071 | 2018 | 16911 | 15875.8462 | 111428 | 9350.5215 | NC | BRE NC Solar 2 | 60626 | Duke Energy Progress - (NC) | 3046 | BRE NC Solar 2, LLC | 60366 | Warren | 36.3422 | -78.1732 | 1 | 1 | SUN | SOLAR |  | 5 | [6 empty] | -
6072 | 2018 | 29262 | 4016.2642 | 147161 | 2775.2579 | NC | BRE NC Solar 3 | 60627 | Duke Energy Progress - (NC) | 3046 | BRE NC Solar 3, LLC | 60367 | Granville | 36.383 | -78.612 | 1 | 1 | SUN | SOLAR |  | 5 | [6 empty] | -
6073 | 2018 | 16911 | 15274.2624 | 111428 | 7735.1068 | NC | BRE NC Solar 4 | 60628 | Duke Energy Progress - (NC) | 3046 | BRE NC Solar 4, LLC | 60368 | Warren | 36.3518 | -78.1499 | 1 | 1 | SUN | SOLAR |  | 5 | [6 empty] | -
6074 | 2018 | 16289 | 54.1362 | 110532 | 34.5416 | NC | Bridgewater | 2719 | Duke Energy Carolinas, LLC | 5416 | Duke Energy Carolinas, LLC | 5416 | Burke | 35.7428 | -81.8372 | 3 | 3 | WAT | HYDRO | 0.48497 | 27.7 |  |  | 1073006 | 411183.999 | 117680 | 45096.001 | 9.118
6075 | 2018 | 4484 | 3816.7281 | 111316 | 3094.5552 | NC | Broad River Solar, LLC | 62822 | Duke Energy Carolinas, LLC | 5416 | Broad River Solar, LLC | 62718 | Cleveland | 35.188 | -81.751 | 1 | 1 | SUN | SOLAR |  | 50 | [6 empty] | -
6076 | 2018 | 28662 | 7484.3765 | 147253 | 7181.9819 | NC | Broadridge Solar, LLC | 61218 | Duke Energy Progress - (NC) | 3046 | Soltage LLC | 60163 | Robeson | 34.5229 | -78.9572 | 1 | 1 | SUN | SOLAR | 0.22126 | 5 |  |  | 88363 | 44436 | 9691 | 4873 | 9.118
6077 | 2018 | 9821 | 3667.728 | 112679 | 272.4263 | NC | Broadway Solar Center, LLC | 59762 | Duke Energy Progress - (NC) | 3046 | SRE Utility Solar 1, LLC | 61119 | Columbus | 34.3093 | -78.8314 | 1 | 1 | SUN | SOLAR | 0.20808 | 5 |  |  | 83099 | 41789 | 9114 | 4583 | 9.1177
6078 | 2018 | 9859 | 4249.1263 | 147981 | 4229.1676 | NC | Brooke Solar | 60140 | Duke Energy Progress - (NC) | 3046 | Sunlight Partners | 58658 | Vance | 36.2443 | -78.3772 | 1 | 1 | SUN | SOLAR |  | 4.5 | [6 empty] | -
6079 | 2018 | 28669 | 192.7212 | 112406 | 50.2146 | NC | Brunswick Nuclear | 6014 | Duke Energy Progress - (NC) | 3046 | Duke Energy Progress - (NC) | 3046 | Brunswick | 33.9597 | -78.0114 | 2 | 2 | NUC | NUCLEAR | 0.83354 | 2003.2 |  |  | 152919800 | 64235691 | 14626967 | 6144223 | 10.4546
6080 | 2018 | 6685 | 413.0799 | 114699 | 93.3942 | NC | Buck | 2720 | Duke Energy Carolinas, LLC | 5416 | Duke Energy Carolinas, LLC | 5416 | Rowan | 35.7133 | -80.3767 | 2 | 10 | NG | GAS | 0.50374 | 1172.3 | 36196158 | 15867038 | 36196158 | 15867038 | 5173061 | 2245287 | 6.997
6081 | 2018 | 6679 | 3830.1494 | 111965 | 3867.622 | NC | Buckleberry Solar | 61693 | Duke Energy Progress - (NC) | 3046 | Cypress Creek Renewables | 61060 | Lenoir | 35.3807 | -77.406 | 1 | 1 | SUN | SOLAR | 0.00457 | 52.1 |  |  | 19020 | 0 | 2086 | 0 | -
6082 | 2018 | 28700 | 9613.3632 | 114697 | 4866.7981 | NC | Buddy Solar | 58735 | Duke Energy Carolinas, LLC | 5416 | Cypress Creek Renewables | 61060 | Rowan | 35.5419 | -80.3633 | 1 | 1 | SUN | SOLAR | 0.16829 | 4 |  |  | 53771 | 27040 | 5897 | 2966 | 9.1184
6083 | 2018 | 16911 | 10555.3539 | 148033 | 7473.0369 | NC | Bullock Solar, LLC | 61512 | Duke Energy Progress - (NC) | 3046 | Cypress Creek Renewables | 61060 | Vance | 36.4754 | -78.3151 | 1 | 1 | SUN | SOLAR | 0.2257 | 50 |  |  | 901365 | 454277 | 98856 | 49822 | 9.118
6084 | 2018 | 6897 | 11001.7383 | 147190 | 7128.1521 | NC | Bunn Level Farm, LLC | 60636 | Duke Energy Progress - (NC) | 3046 | Bunn Level Farm, LLC | 60378 | Harnett | 35.3086 | -78.7743 | 1 | 1 | SUN | SOLAR | 0.21696 | 5 |  |  | 86650 | 43575 | 9503 | 4779 | 9.1182
6085 | 2018 | 9441 | 10099.5013 | 156535 | 2256.5273 | NC | Burgaw Solar, LLC | 62240 | Duke Energy Progress - (NC) | 3046 | Burgaw Solar, LLC | 61745 | Pender | 34.536 | -77.9117 | 1 | 1 | SUN | SOLAR |  | 5 | [6 empty] | -
6086 | 2018 | 7619 | 147.1666 | 147432 | 147.2059 | NC | Butler-Warner Generation Plant | 1016 | Public Works Comm-City of Fayetteville | 6235 | Fayetteville Public Works Commission | 6235 | Cumberland | 35.0986 | -78.8294 | 8 | 9 | NG | GAS | 0.02531 | 303.4 | 865089 | 248718 | 865089 | 248718 | 67263 | 18581 | 12.8613
6087 | 2018 | 13780 | 72773.5815 | 111633 | 7.191 | NC | Buxton | 2783 | Cape Hatteras Elec Member Corp | 2982 | North Carolina El Member Corp | 13683 | Dare | 35.2672 | -75.5347 | 5 | 5 | DFO | OIL | 0.00146 | 15 | 5927 | 1079 | 5927 | 1079 | 192 | 35 | 30.8698
6088 | 2018 | 9859 | 25456.9218 | 162785 | 4652.8081 | NC | Cabaniss Solar | 60430 | Duke Energy Progress - (NC) | 3046 | Carolina Solar Energy LLC | 58508 | Franklin | 36.0777 | -78.26 | 1 | 1 | SUN | SOLAR |  | 4.2 | [6 empty] | -
6089 | 2018 | 3088 | 9087.4648 | 158333 | 8102.1843 | NC | Camden Dam Solar, LLC | 62330 | Virginia Electric & Power Co | 19876 | Greenbacker Renewable Energy Corporation | 60025 | Camden | 36.3118 | -76.1258 | 1 | 1 | SUN | SOLAR |  | 5 | [6 empty] | -
6090 | 2018 | 28946 | 597.7394 | 112217 | 553.9695 | NC | Camp Lejeune Solar | 59966 | Duke Energy Progress - (NC) | 3046 | Duke Energy Progress - (NC) | 3046 | Onslow | 34.7257 | -77.3503 | 1 | 1 | SUN | SOLAR | 0.17631 | 12.8 |  |  | 180253 | 90646 | 19769 | 9942 | 9.118
6091 | 2018 | 6907 | 9376.4706 | 148038 | 1313.1923 | NC | Candace Solar | 59499 | Duke Energy Progress - (NC) | 3046 | Cypress Creek Renewables | 61060 | Johnston | 35.487 | -78.1922 | 1 | 1 | SUN | SOLAR | 0.20685 | 5 |  |  | 82609 | 41543 | 9060 | 4556 | 9.118
6092 | 2018 | 28601 | 18575.8237 | 109536 | 363.451 | NC | Canton North Carolina | 50244 | Duke Energy Progress - (NC) | 3046 | Blue Ridge Paper Products Inc | 23815 | Haywood | 35.535 | -82.8411 | 9 | 6 | BLQ | BIOMASS | 0.67349 | 52.5 | 1756844.508 | 718796.618 | 1756844.508 | 718796.618 | 309736 | 126224 | 5.6721
6093 | 2018 | 29015 | 350.8657 | 114150 | 196.5821 | NC | Cape Fear | 2708 | Progress Energy Carolinas Inc | 3046 | Duke Energy Progress - (NC) | 3046 | Chatham | 35.595 | -79.0495 | 8 | 8 |  |  |  | 430.5 | [6 empty] | -
6094 | 2018 | 9858 | 19333.3283 | 162785 | 4145.0715 | NC | Cardinal Solar | 60174 | Duke Energy Progress - (NC) | 3046 | Sunlight Partners | 58658 | Franklin | 36.0994 | -78.2294 | 1 | 1 | SUN | SOLAR |  | 5 | [6 empty] | -
6095 | 2018 | 6402 | 6605.4475 | 111418 | 3402.927 | NC | Carl Friedrich Gauss Solar | 60882 | Virginia Electric & Power Co | 19876 | Heelstone Energy Holdings, LLC | 59462 | Halifax | 36.3458 | -77.6335 | 1 | 1 | SUN | SOLAR | 0.01397 | 5 |  |  | 5581 | 0 | 612 | 0 | -
6096 | 2018 | 6682 | 8410.4952 | 111003 | 2561.5058 | NC | Carol Jean Solar | 59017 | Duke Energy Carolinas, LLC | 5416 | Cypress Creek Renewables | 61060 | Stokes | 36.3161 | -80.1444 | 1 | 1 | SUN | SOLAR | 0.1885 | 4 |  |  | 60224 | 30286 | 6605 | 3322 | 9.1179
6097 | 2018 | 28953 | 2560.6311 | 111469 | 2526.2071 | NC | Carolina Poultry Power Farmville | 62873 | Pitt & Greene Elec Member Corp | 14857 | Carolina Poultry Power | 62749 | Pitt | 35.5917 | -77.6145 | 3 | 3 | AB | BIOMASS |  | 1.7 | [6 empty] | -
6098 | 2018 | 7619 | 9380.8523 | 147214 | 204.2406 | NC | Carter PV1 | 59156 | Duke Energy Progress - (NC) | 3046 | Ecoplexus, Inc | 58970 | Cumberland | 35.0211 | -78.7875 | 1 | 1 | SUN | SOLAR | 0.19831 | 5 |  |  | 79199 | 39829 | 8686 | 4368 | 9.118
6099 | 2018 | 28998 | 11823.8257 | 111950 | 5589.5672 | NC | Carter Solar | 60167 | Duke Energy Progress - (NC) | 3046 | Sunlight Partners | 58658 | Nash | 36.0459 | -77.8943 | 1 | 1 | SUN | SOLAR |  | 5 | [6 empty] | -
6100 | 2018 | 9858 | 9881.6249 | 148059 | 2874.2112 | NC | Cash Solar | 60178 | Duke Energy Progress - (NC) | 3046 | Sunlight Partners | 58658 | Nash | 36.0282 | -77.9233 | 1 | 1 | SUN | SOLAR |  | 5 | [6 empty] | -
6101 | 2018 | 6665 | 4145.1611 | 111943 | 924.6862 | NC | Castalia Solar | 58849 | Duke Energy Progress - (NC) | 3046 | Castalia Solar LLC | 58724 | Nash | 36 | -77.7833 | 1 | 1 | SUN | SOLAR | 0.20428 | 2 |  |  | 32634 | 16411 | 3579 | 1800 | 9.1182
6102 | 2018 | 14301 | 3992.9807 | 154982 | 3992.9842 | NC | Catawba River Pollution Control | 56553 | City of Morganton - (NC) | 12944 | City of Morganton - (NC) | 12944 | Burke | 35.7766 | -81.6643 | 1 | 1 | DFO | OIL | 0.00035 | 1.3 | 478 | 267 | 478 | 267 | 4 | 2 | 119.5
6103 | 2018 | 29477 | 7376.114 | 114691 | 527.5175 | NC | Catawba Solar LLC | 60800 | Duke Energy Carolinas, LLC | 5416 | Catawba Solar LLC | 60480 | Rowan | 35.61 | -80.53 | 1 | 1 | SUN | SOLAR | 0.17654 | 2 |  |  | 28202 | 14182 | 3093 | 1555 | 9.118
6104 | 2018 | 1924 | 15722.6003 | 162473 | 866.8441 | NC | CB Bladen Solar, LLC | 60402 | Duke Energy Progress - (NC) | 3046 | Cypress Creek Renewables | 61060 | Bladen | 34.8229 | -78.6243 | 1 | 1 | SUN | SOLAR | 0.20557 | 5.2 |  |  | 85380 | 42937 | 9364 | 4709 | 9.1179
6105 | 2018 | 7597 | 5022.8167 | 156321 | 449.7181 | NC | CBC Solar Energy Gen Fac Phase 2 | 59451 | Duke Energy Progress - (NC) | 3046 | CBC Alternative Energy, LLC | 59217 | Wake | 35.6744 | -78.5261 | 1 | 1 | SUN | SOLAR | 0.18813 | 2.5 |  |  | 37564 | 18891 | 4120 | 2072 | 9.1175
6106 | 2018 | 6024 | 1680.3077 | 109544 | 405.5984 | NC | Cedar Cliff | 2743 | Duke Energy Carolinas, LLC | 5416 | Duke Energy Carolinas, LLC | 5416 | Jackson | 35.2531 | -83.0983 | 1 | 1 | WAT | HYDRO | 0.49247 | 6.4 |  |  | 251748 | 96472 | 27610 | 10580 | 9.118
6107 | 2018 | 16404 | 16312.5013 | 112244 | 3156.3249 | NC | Cedar Solar, LLC | 60135 | Duke Energy Progress - (NC) | 3046 | SRE Utility Solar 1, LLC | 61119 | Duplin | 34.9158 | -77.7757 | 1 | 1 | SUN | SOLAR | 0.20626 | 5 |  |  | 82371 | 41423 | 9034 | 4543 | 9.1179
6108 | 2018 | 333 | 2485.3975 | 147197 | 1635.7004 | NC | Century Drive Solar Farm | 61187 | Duke Energy Progress - (NC) | 3046 | J.T. Hobby and Son, Inc. | 60818 | Wake | 35.8378 | -78.6689 | 1 | 1 | SUN | SOLAR | 0.18276 | 1 |  |  | 14597 | 7341 | 1601 | 805 | 9.1174
6109 | 2018 | 1754 | 9863.5922 | 112206 | 1543.9746 | NC | CenturyLink Regional HQ | 54882 | Wake Electric Membership Corp | 19981 | CenturyLink Regional HQ | 17795 | Franklin | 36.0205 | -78.516 | 2 | 2 | DFO | OIL | 0 | 2 |  |  |  |  | 0 | 0 | -
6110 | 2018 | 9821 | 4188.0781 | 147236 | 4129.4027 | NC | Chadbourn Farm | 58311 | Duke Energy Progress - (NC) | 3046 | Chadbourn Farm LLC | 58279 | Columbus | 34.3247 | -78.7649 | 1 | 1 | SUN | SOLAR | 0.21242 | 5 |  |  | 84833 | 42662 | 9304 | 4679 | 9.1179
6111 | 2018 | 6692 | 3915.979 | 148296 | 393.4212 | NC | Changeup | 62601 | Duke Energy Progress - (NC) | 3046 | Changeup Solar, LLC | 62099 | Randolph | 35.749 | -79.7855 | 1 | 1 | SUN | SOLAR |  | 2 | [6 empty] | -
6112 | 2018 | 15512 | 3397.123 | 110876 | 932.8739 | NC | Charlotte Solar | 58722 | Duke Energy Carolinas, LLC | 5416 | Cypress Creek Renewables | 61060 | Rutherford | 35.2619 | -81.8217 | 1 | 1 | SUN | SOLAR | 0.21196 | 5 |  |  | 84652 | 42570 | 9284 | 4669 | 9.1181
6113 | 2018 | 13721 | 57479.9698 | 109538 | 10.2838 | NC | Chatuge | 2778 | Tennessee Valley Authority | 18642 | Tennessee Valley Authority | 18642 | Clay | 35.0191 | -83.7914 | 1 | 1 | WAT | HYDRO | 0.31208 | 13.2 |  |  | 329032 | 126088 | 36086 | 13828 | 9.118
6114 | 2018 | 7089 | 15161.5747 | 147242 | 77.6313 | NC | Chauncey Farm LLC | 59100 | Duke Energy Progress - (NC) | 3046 | Chauncey Farm | 58906 | Columbus | 34.3375 | -78.5219 | 1 | 1 | SUN | SOLAR | 0.19451 | 4.9 |  |  | 76127 | 38283 | 8349 | 4199 | 9.1181
6115 | 2018 | 12414 | 14402.7404 | 111953 | 1575.598 | NC | Chei Solar | 59508 | Duke Energy Progress - (NC) | 3046 | Cypress Creek Renewables | 61060 | Nash | 35.8918 | -78.1823 | 1 | 1 | SUN | SOLAR | 0.20224 | 5 |  |  | 80766 | 40617 | 8858 | 4455 | 9.1179
6116 | 2018 | 7798 | 77704.6267 | 144703 | 49.5474 | NC | Cheoah | 54899 | Tennessee Valley Authority | 18642 | Brookfield Smoky Mountain Hydropower LLC | 306 | Graham | 35.4478 | -83.9383 | 9 | 9 | WAT | HYDRO | 0.29883 | 220 |  |  | 5251017.999 | 2012231.001 | 575896.002 | 220688.002 | 9.118
6117 | 2018 | 4517 | 17080.4913 | 111293 | 1164.4042 | NC | Cherryville City Hall | 56340 | City of Cherryville - (NC) | 3437 | North Carolina Mun Power Agny #1 | 13630 | Gaston | 35.3778 | -81.38 | 1 | 1 | DFO | OIL | 0.00216 | 1.8 | 682 | 125 | 682 | 125 | 34 | 6 | 20.0588
6118 | 2018 | 10053 | 1960.4071 | 111412 | 1968.4562 | NC | Chestnut Solar | 61011 | Virginia Electric &amp; Power Co | 19876 | Chestnut Solar LLC | 60656 | Halifax | 36.18 | -77.712 | 1 | 1 | SUN | SOLAR |  | 74.9 | [6 empty] | -
6119 | 2018 | 9868 | 996.5845 | 111659 | 974.3756 | NC | Choco Solar, LLC | 59899 | Duke Energy Progress - (NC) | 3046 | Choco Solar LLC | 59673 | Beaufort | 35.482 | -77.1131 | 1 | 1 | SUN | SOLAR | 0.23708 | 5 |  |  | 94681 | 47614 | 10384 | 5222 | 9.118
6120 | 2018 | 9868 | 5208.9121 | 111653 | 4490.795 | NC | Chocowinity Solar LLC | 58675 | Duke Energy Carolinas, LLC | 5416 | O2energies, Inc. | 58477 | Beaufort | 35.515 | -77.09 | 1 | 1 | SUN | SOLAR | 0.19852 | 5 |  |  | 79279 | 39868 | 8695 | 4373 | 9.1178
6121 | 2018 | 6422 | 14363.3658 | 147094 | 14379.6362 | NC | Chowan Jehu Solar | 62693 | Virginia Electric & Power Co | 19876 | Chowan Jehu Road Solar, LLC | 62159 | Chowan | 36.2838 | -76.6023 | 1 | 1 | SUN | SOLAR | 0.1839 | 5 |  |  | 73446 | 39613 | 8055 | 4345 | 9.1181
6122 | 2018 | 9859 | 1606.0459 | 111432 | 1609.4758 | NC | Christina Solar | 60172 | Duke Energy Progress - (NC) | 3046 | Sunlight Partners | 58658 | Vance | 36.295 | -78.3931 | 1 | 1 | SUN | SOLAR |  | 3 | [6 empty] | -
6123 | 2018 | 7618 | 1342.2751 | 113511 | 1334.7922 | NC | Church Road Solar LLC | 62168 | Duke Energy Progress - (NC) | 3046 | Radian Generation | 61494 | Harnett | 35.5237 | -78.6254 | 1 | 1 | SUN | SOLAR | 0.04904 | 5 |  |  | 19585 | 9808 | 2148 | 1076 | 9.1178
6124 | 2018 | 6906 | 9416.4944 | 147988 | 8661.7851 | NC | CII Methane Management IV, LLC | 59711 | Duke Energy Progress - (NC) | 3046 | ENERGYneering Solutions, Inc | 59370 | Johnston | 35.5119 | -78.4338 | 1 | 1 | LFG | BIOMASS | 0.77412 | 1.6 | 120082 | 47563 | 120082 | 47563 | 10850 | 4298 | 11.0675
6125 | 2018 | 12414 | 19468.9778 | 112208 | 10762.9073 | NC | Cirrus Solar LLC | 58674 | Duke Energy Carolinas, LLC | 5416 | O2energies, Inc. | 58477 | Franklin | 35.9694 | -78.265 | 1 | 1 | SUN | SOLAR | 0.20007 | 5 |  |  | 79902 | 40182 | 8763 | 4407 | 9.1181
6126 | 2018 | 9858 | 13724.6835 | 148059 | 6626.6632 | NC | Clayton Solar | 60171 | Duke Energy Progress - (NC) | 3046 | Sunlight Partners | 58658 | Nash | 35.9563 | -77.9724 | 1 | 1 | SUN | SOLAR |  | 5 | [6 empty] | -
6127 | 2018 | 4496 | 15114.3797 | 133860 | 69.0603 | NC | Cleveland County Generating Facility | 57029 | Duke Energy Carolinas, LLC | 5416 | Southern Power Co | 17650 | Cleveland | 35.1705 | -81.4166 | 4 | 8 | NG | GAS | 0.05984 | 1472 | 7935834 | 5931563 | 7935834 | 5931563 | 771683 | 338740 | 10.2838
6128 | 2018 | 4484 | 695.5141 | 111317 | 83.712 | NC | Cliffside | 2721 | Duke Energy Carolinas, LLC | 5416 | Duke Energy Carolinas, LLC | 5416 | Cleveland | 35.22 | -81.7594 | 2 | 7 | BIT | COAL | 0.24959 | 2540.5 | 52802161 | 25933382 | 52802161 | 25933382 | 5554473 | 2693601 | 9.5062
6129 | 2018 | 1572 | 8072.4642 | 115009 | 2878.8665 | NC | Climax Solar | 60286 | Duke Energy Carolinas, LLC | 5416 | Cypress Creek Renewables | 61060 | Randolph | 35.8893 | -79.6919 | 1 | 1 | SUN | SOLAR |  | 5 | [6 empty] | -
6130 | 2018 | 10014 | 646.6071 | 152640 | 644.6697 | NC | Cline Solar Farm, LLC | 59929 | Duke Energy Carolinas, LLC | 5416 | Cline Solar, LLC | 60990 | Burke | 35.72 | -81.417 | 1 | 1 | SUN | SOLAR | 0.19037 | 5 |  |  | 76027 | 38233 | 8338 | 4193 | 9.1181
6131 | 2018 | 13956 | 4935.4634 | 112758 | 4095.4972 | NC | Clipperton Holdings | 59213 | Duke Energy Progress - (NC) | 3046 | Dominion Renewable Energy - Clipperton | 61176 | Sampson | 34.9669 | -78.3544 | 1 | 1 | SUN | SOLAR | 0.21575 | 5 |  |  | 86164 | 43330 | 9450 | 4752 | 9.1179
6132 | 2018 | 6900 | 1930.9274 | 147192 | 1868.0756 | NC | Coats Solar Farm, LLC | 59937 | Duke Energy Carolinas, LLC | 5416 | Cypress Creek Renewables | 61060 | Harnett | 35.4145 | -78.6906 | 1 | 1 | SUN | SOLAR | 0.22018 | 5 |  |  | 87935 | 44221 | 9644 | 4850 | 9.1181
6133 | 2018 | 6966 | 1230.1009 | 111325 | 1238.2481 | NC | COC Surry LFG, LLC | 59439 | Duke Energy Carolinas, LLC | 5416 | Petra Engineering | 59177 | Surry | 36.4386 | -80.5683 | 1 | 1 | LFG | BIOMASS | 0.48309 | 1.6 | 73919 | 29279 | 73919 | 29279 | 6771 | 2682 | 10.917
6134 | 2018 | 29017 | 7127.1173 | 114153 | 2299.9702 | NC | Cohen Farm Solar, LLC | 60146 | Duke Energy Progress - (NC) | 3046 | Cypress Creek Renewables | 61060 | Lee | 35.5572 | -79.1958 | 1 | 1 | SUN | SOLAR | 0.16718 | 6.5 |  |  | 86793 | 43647 | 9519 | 4787 | 9.1179
6135 | 2018 | 15512 | 5249.8103 | 110876 | 2820.2688 | NC | Colin Solar | 58723 | Duke Energy Carolinas, LLC | 5416 | Sunlight Partners | 58658 | Rutherford | 35.2611 | -81.8614 | 1 | 1 | SUN | SOLAR |  | 4 | [6 empty] | -
6136 | 2018 | 9846 | 1149.8261 | 148352 | 1123.2304 | NC | Collard Holdings Solar | 62317 | Duke Energy Progress - (NC) | 3046 | Collard Holdings, LLC | 61817 | Scotland | 34.7503 | -79.4348 | 1 | 1 | SUN | SOLAR |  | 10 | [6 empty] | -
6137 | 2018 | 4472 | 4180.8975 | 154132 | 759.5054 | NC | Concord Energy | 57896 | Duke Energy Carolinas, LLC | 5416 | Concord Energy LLC | 57258 | Cabarrus | 35.346 | -80.6704 | 2 | 2 | LFG | BIOMASS | 0.7186 | 9.6 | 932053 | 384943 | 932053 | 384943 | 60431 | 24248 | 15.4234
6138 | 2018 | 28698 | 4147.7591 | 154127 | 4043.0536 | NC | Concord Farm | 59818 | City of Concord - (NC) | 4150 | Shoe Show, Inc. | 59599 | Cabarrus | 35.4442 | -80.6636 | 1 | 1 | SUN | SOLAR | 0.10472 | 5.2 |  |  | 43493 | 21872 | 4770 | 2399 | 9.118
6139 | 2018 | 6677 | 9282.5846 | 158081 | 801.5224 | NC | Conetoe II Solar, LLC | 59944 | Virginia Electric & Power Co | 19876 | Conetoe II Solar, LLC | 59707 | Edgecombe | 35.822 | -77.481 | 1 | 1 | SUN | SOLAR | 0.22278 | 80 |  |  | 1423565 | 715892 | 156127 | 78514 | 9.118
6140 | 2018 | 10039 | 7436.9673 | 158081 | 1887.3813 | NC | Conetoe Solar | 60188 | Virginia Electric & Power Co | 19876 | Conetoe Solar, LLC | 59951 | Edgecombe | 35.8252 | -77.4578 | 1 | 1 | SUN | SOLAR | 0.23342 | 5 |  |  | 93222 | 46879 | 10224 | 5142 | 9.118
6141 | 2018 | 6661 | 12848.8369 | 148074 | 1661.4378 | NC | Cookstown | 62600 | Duke Energy Progress - (NC) | 3046 | Cookstown Solar Farm, LLC | 62098 | Wayne | 35.4368 | -77.9738 | 1 | 1 | SUN | SOLAR |  | 5 | [6 empty] | -
6142 | 2018 | 15690 | 1775.1271 | 114374 | 1773.2219 | NC | Copperfield | 61882 | Randolph Electric Member Corp | 15671 | Cypress Creek Renewables | 61060 | Montgomery | 35.3401 | -79.9912 | 1 | 1 | SUN | SOLAR | 0 | 2 |  |  |  |  | 0 | 0 | -
6143 | 2018 | 6681 | 8505.3419 | 111408 | 8501.4296 | NC | Cork Oak Solar | 60637 | Virginia Electric & Power Co | 19876 | Cork Oak Solar LLC | 60380 | Halifax | 36.371 | -77.571 | 1 | 1 | SUN | SOLAR | 0.1928 | 20 |  |  | 307988 | 154883 | 33778 | 16986 | 9.118
6144 | 2018 | 4098 | 3476.0849 | 114674 | 29.7193 | NC | Cornelius Delivery No 1 | 56546 | Town of Cornelius - (NC) | 4365 | North Carolina Mun Power Agny #1 | 13630 | Mecklenburg | 35.4833 | -80.8569 | 1 | 1 | DFO | OIL | 0 | 2.2 | 50 | 0 | 50 | 0 | -46 | -8 | -
6145 | 2018 | 29262 | 3722.439 | 147161 | 1530.2602 | NC | Cornwall Solar Center, LLC | 59663 | Duke Energy Progress - (NC) | 3046 | SRE Utility Solar 1, LLC | 61119 | Granville | 36.3669 | -78.6261 | 1 | 1 | SUN | SOLAR | 0.20112 | 5 |  |  | 80320 | 40392 | 8809 | 4430 | 9.1179
6146 | 2018 | 29017 | 3955.6788 | 114153 | 3387.3471 | NC | Cotten Farm, LLC | 60965 | Duke Energy Progress - (NC) | 3046 | Heelstone Energy Holdings, LLC | 59462 | Lee | 35.5285 | -79.1985 | 1 | 1 | SUN | SOLAR | 0.21797 | 5 |  |  | 87050 | 43777 | 9547 | 4801 | 9.118
6147 | 2018 | 9995 | 221.4844 | 114147 | 217.3382 | NC | Cougar Solar, LLC | 61658 | Duke Energy Progress - (NC) | 3046 | Cougar Solar, LLC | 61269 | Lee | 35.4624 | -79.1807 | 1 | 1 | SUN | SOLAR | 0.23882 | 1.9 |  |  | 36243 | 18227 | 3975 | 1999 | 9.1177
6148 | 2018 | 4496 | 3281.8856 | 111210 | 1076.3324 | NC | County Home Solar Center, LLC | 60199 | Duke Energy Carolinas, LLC | 5416 | Heelstone Energy Holdings, LLC | 59462 | Cleveland | 35.2633 | -81.5087 | 1 | 1 | SUN | SOLAR | 0.20713 | 2 |  |  | 33089 | 16640 | 3629 | 1825 | 9.1179
6149 | 2018 | 29020 | 3522.3369 | 114377 | 3512.1123 | NC | County Home Solar LLC | 62167 | Duke Energy Progress - (NC) | 3046 | Radian Generation | 61494 | Richmond | 34.9255 | -79.7229 | 1 | 1 | SUN | SOLAR | 0.03412 | 7.5 |  |  | 20443 | 5836 | 2242 | 640 | 9.1182
6150 | 2018 | 6646 | 837.0571 | 152656 | 704.9057 | NC | Cowans Ford | 2722 | Duke Energy Carolinas, LLC | 5416 | Duke Energy Carolinas, LLC | 5416 | Lincoln | 35.4346 | -80.9588 | 4 | 4 | WAT | HYDRO | 0.1015 | 350 |  |  | 2837549 | 1087371 | 311203 | 119255 | 9.118
6151 | 2018 | 6670 | 158.4279 | 113943 | 157.9375 | NC | CPI USA North Carolina Roxboro | 10379 | Duke Energy Progress - (NC) | 3046 | CPI USA NC Roxboro LLC | 58210 | Person | 36.435 | -78.9619 | 3 | 1 | WDS | BIOMASS | 0.55428 | 67.5 | 4462938 | 1972060 | 4462938 | 1972060 | 327747 | 145659 | 13.617
6152 | 2018 | 6671 | 110.2272 | 112408 | 106.6201 | NC | CPI USA North Carolina Southport | 10378 | Duke Energy Progress - (NC) | 3046 | CPI USA NC Southport LLC | 58209 | Brunswick | 33.9444 | -78.0118 | 6 | 2 | WDS | BIOMASS | 0.37083 | 135 | 2164703.451 | 883903.284 | 2164703.451 | 883903.284 | 438543 | 183358 | 4.9361
6153 | 2018 | 9483 | 196.8161 | 111442 | 191.7636 | NC | Craven County Wood Energy | 10525 | Duke Energy Carolinas, LLC | 5416 | CMS Generation Operating Co II | 3837 | Craven | 35.1302 | -77.1679 | 1 | 1 | WDS | BIOMASS | 0.68814 | 50 | 4672057 | 2147546 | 4672057 | 2147546 | 301405 | 136050 | 15.5009
6154 | 2018 | 29019 | 5196.7551 | 148345 | 5201.2361 | NC | Crawford Solar | 60294 | Duke Energy Progress - (NC) | 3046 | Cypress Creek Renewables | 61060 | Richmond | 35.1009 | -79.728 | 1 | 1 | SUN | SOLAR |  | 5 | [6 empty] | -
6155 | 2018 | 6700 | 3265.5821 | 147183 | 2323.1948 | NC | Creech Solar 2, LLC | 60635 | Duke Energy Progress - (NC) | 3046 | Cypress Creek Renewables | 61060 | Wake | 35.722 | -78.6043 | 1 | 1 | SUN | SOLAR | 0.15436 | 6.8 |  |  | 83838 | 42162 | 9195 | 4624 | 9.1178
6156 | 2018 | 29262 | 465.5168 | 112013 | 425.9686 | NC | Crestwood Solar Center LLC | 59914 | Duke Energy Progress - (NC) | 3046 | SRE Utility Solar 1, LLC | 61119 | Granville | 36.3535 | -78.5842 | 1 | 1 | SUN | SOLAR | 0.19815 | 5 |  |  | 79136 | 39797 | 8679 | 4365 | 9.1181
6157 | 2018 | 6422 | 36671.8711 | 146951 | 2478.6807 | NC | Creswell Alligood Solar, LLC | 59548 | Virginia Electric & Power Co | 19876 | Creswell Alligood Solar, LLC | 59288 | Washington | 35.8989 | -76.3794 | 1 | 1 | SUN | SOLAR | 0.24864 | 14 |  |  | 278036 | 139821 | 30493 | 15335 | 9.118
6158 | 2018 | 9838 | 6642.5881 | 148435 | 6509.2021 | NC | Crimson Solar | 60295 | Duke Energy Progress - (NC) | 3046 | Cypress Creek Renewables | 61060 | Onslow | 34.8432 | -77.5522 | 1 | 1 | SUN | SOLAR |  | 5 | [6 empty] | -
6159 | 2018 | 9484 | 10251.634 | 111480 | 5387.2704 | NC | Crockett Farm | 59561 | Duke Energy Progress - (NC) | 3046 | Crockett Farm, LLC | 59302 | Lenoir | 35.2308 | -77.5525 | 1 | 1 | SUN | SOLAR | 0.20447 | 5 |  |  | 81659 | 41065 | 8956 | 4504 | 9.1178
6160 | 2018 | 9418 | 5088.0659 | 148436 | 5041.0989 | NC | Crooked Run | 62678 | Duke Energy Carolinas, LLC | 5416 | Cypress Creek Renewables | 61060 | Pender | 34.677 | -77.9775 | 1 | 1 | SUN | SOLAR |  | 70.1 | [6 empty] | -
6161 | 2018 | 13721 | 91826.9339 | 145636 | 125.5216 | NC | CS Murphy Point, LLC | 57687 | Blue Ridge Elec Member Corp - (NC) | 1889 | CS Murphy Point, LLC | 57011 | Cherokee | 34.9895 | -84.1662 | 1 | 1 | SUN | SOLAR | 0.14053 | 1 |  |  | 11224 | 5645 | 1231 | 619 | 9.1178
6162 | 2018 | 10707 | 1816.5922 | 112014 | 1811.6291 | NC | Currin Solar, LLC | 60403 | Duke Energy Progress - (NC) | 3046 | Cypress Creek Renewables | 61060 | Granville | 36.2896 | -78.6333 | 1 | 1 | SUN | SOLAR | 0.18818 | 5.2 |  |  | 78159 | 39305 | 8572 | 4311 | 9.1179
6163 | 2018 | 7014 | 13639.0427 | 113577 | 108.9507 | NC | Dan River | 2723 | Duke Energy Carolinas, LLC | 5416 | Duke Energy Carolinas, LLC | 5416 | Rockingham | 36.4862 | -79.7208 | 2 | 9 | NG | GAS | 0.52175 | 1085.7 | 35573803 | 14944104 | 35573803 | 14944104 | 4962258 | 2051102 | 7.1689
6164 | 2018 | 4473 | 14627.6164 | 150366 | 3600.3415 | NC | Daniel Farm LLC | 59126 | Duke Energy Carolinas, LLC | 5416 | Daniel Farm LLC | 58922 | Davie | 35.8489 | -80.5536 | 1 | 1 | SUN | SOLAR | 0.19646 | 5 |  |  | 78461 | 39458 | 8605 | 4327 | 9.1181
6165 | 2018 | 6953 | 14020.1286 | 114880 | 888.4195 | NC | Davidson Gas Producers LLC | 57436 | Duke Energy Carolinas, LLC | 5416 | Davidson Gas Producers LLC | 56760 | Davidson | 35.8413 | -80.1835 | 1 | 1 | LFG | BIOMASS | 0.9156 | 1.6 | 131860 | 52229 | 131860 | 52229 | 12833 | 5083 | 10.2751
6166 | 2018 | 6422 | 14169.2075 | 111645 | 4957.2747 | NC | Davis Lane Solar, LLC | 61581 | Virginia Electric & Power Co | 19876 | Heelstone Energy Holdings, LLC | 59462 | Perquimans | 36.1073 | -76.5292 | 1 | 1 | SUN | SOLAR | 0.20295 | 5 |  |  | 81050 | 40759 | 8889 | 4470 | 9.118
6167 | 2018 | 9479 | 2464.5492 | 162478 | 2359.4707 | NC | Daystar Solar | 60179 | Duke Energy Progress - (NC) | 3046 | Soltage LLC | 60163 | Jones | 35.0356 | -77.2025 | 1 | 1 | SUN | SOLAR | 0.21091 | 5 |  |  | 84232 | 42359 | 9238 | 4646 | 9.118
6168 | 2018 | 1924 | 7503.6876 | 158076 | 343.5894 | NC | DD Fayetteville Solar NC LLC | 59117 | Duke Energy Carolinas, LLC | 5416 | Duke Energy Progress - (NC) | 3046 | Bladen | 34.8344 | -78.8436 | 1 | 1 | SUN | SOLAR | 0.11426 | 23.1 |  |  | 210828 | 106022 | 23122 | 11628 | 9.1181
6169 | 2018 | 6680 | 1543.2589 | 114291 | 1554.1349 | NC | DE Solar 10240 Old Dowd Rd | 57334 | Duke Energy Carolinas, LLC | 5416 | Duke Energy Carolinas, LLC | 5416 | Mecklenburg | 35.2458 | -80.9967 | 1 | 1 | SUN | SOLAR | 0.11884 | 1.9 |  |  | 18035 | 9069 | 1978 | 995 | 9.1178
6170 | 2018 | 6647 | 3570.3014 | 112743 | 304.3526 | NC | DE Solar 1725 Drywall Dr | 57336 | Duke Energy Carolinas, LLC | 5416 | Duke Energy Carolinas, LLC | 5416 | Gaston | 35.3261 | -80.9967 | 1 | 1 | SUN | SOLAR | 0.15753 | 1 |  |  | 12584 | 6328 | 1380 | 694 | 9.1188
6171 | 2018 | 7041 | 10464.1605 | 115026 | 1362.255 | NC | DE Solar 657 Brigham Rd | 57335 | Duke Energy Carolinas, LLC | 5416 | Duke Energy Carolinas, LLC | 5416 | Guilford | 36.1053 | -79.9692 | 1 | 1 | SUN | SOLAR | 0.17562 | 1.3 |  |  | 18235 | 9170 | 2000 | 1006 | 9.1175
6172 | 2018 | 9850 | 12916.2289 | 146810 | 250.9633 | NC | Deep Branch Farm | 61403 | Duke Energy Progress - (NC) | 3046 | Deep Branch Farm, LLC | 61024 | Robeson | 34.6708 | -79.1994 | 1 | 1 | SUN | SOLAR | 0.19626 | 5 |  |  | 78379 | 39416 | 8596 | 4323 | 9.1181
6173 | 2018 | 6687 | 1865.8268 | 112684 | 1785.6537 | NC | Delco Farm | 61088 | Duke Energy Progress - (NC) | 3046 | Delco Farm, LLC | 60702 | Columbus | 34.319 | -78.2091 | 1 | 1 | SUN | SOLAR | 0.18918 | 5 |  |  | 75551 | 37993 | 8286 | 4167 | 9.1179
6174 | 2018 | 9859 | 4108.038 | 147981 | 4022.7744 | NC | Dement Farm LLC | 58874 | Duke Energy Progress - (NC) | 3046 | SRE Utility Solar 1, LLC | 61119 | Vance | 36.27 | -78.3483 | 1 | 1 | SUN | SOLAR | 0.20034 | 5 |  |  | 80010 | 40236 | 8775 | 4413 | 9.1179
6175 | 2018 | 6422 | 10388.582 | 147094 | 10330.6854 | NC | Desert Wind Farm, LLC | 59968 | Duke Energy Carolinas, LLC | 5416 | Avangrid Renewables LLC | 15399 | Perquimans | 36.31 | -76.42 | 1 | 1 | WND | WIND | 0.29789 | 208 |  |  | 4948996 | 1350778 | 542772 | 148144 | 9.118
6176 | 2018 | 9821 | 3844.8794 | 112679 | 554.4478 | NC | Dessie Solar Center LLC | 58952 | Duke Energy Progress - (NC) | 3046 | Dessie Solar Center LLC | 58816 | Columbus | 34.3028 | -78.8358 | 1 | 1 | SUN | SOLAR | 0.19925 | 4.8 |  |  | 76390 | 38415 | 8378 | 4213 | 9.1179
6177 | 2018 | 28710 | 13188.5257 | 146991 | 2196.0018 | NC | Dibrell Farm | 58346 | Duke Energy Carolinas, LLC | 5416 | Dibrell Farm LLC | 58332 | Rockingham | 36.4717 | -79.5281 | 1 | 1 | SUN | SOLAR | 0.19356 | 5 |  |  | 77304 | 38875 | 8478 | 4263 | 9.1182
6178 | 2018 | 4496 | 13768.4511 | 152607 | 1788.2589 | NC | Dixon Dairy Road Solar | 58453 | Duke Energy Carolinas, LLC | 5416 | Dixon Dairy Road | 58442 | Cleveland | 35.1992 | -81.4108 | 1 | 1 | SUN | SOLAR | 0.19361 | 4 |  |  | 61857 | 31107 | 6784 | 3412 | 9.1181
6179 | 2018 | 6677 | 28466.4606 | 111411 | 961.8231 | NC | Dogwood Solar, LLC | 58844 | Virginia Electric & Power Co | 19876 | Dogwood Solar, LLC | 58713 | Halifax | 36.125 | -77.4092 | 1 | 1 | SUN | SOLAR | 0.20025 | 20 |  |  | 319888 | 160866 | 35083 | 17643 | 9.118
6180 | 2018 | 6586 | 1273.6934 | 111625 | 1272.63 | NC | Domtar Paper Co LLC Plymouth NC | 50189 | Virginia Electric & Power Co | 19876 | Domtar Paper Company LLC | 55903 | Martin | 35.8628 | -76.7831 | 5 | 6 | BLQ | BIOMASS | 0.28535 | 161.5 | 2248723.521 | 889935.743 | 2248723.521 | 889935.743 | 403694.22 | 156845.385 | 5.5704
6181 | 2018 | 6423 | 2335.1139 | 111381 | 2343.1446 | NC | Downs Farm Solar | 59429 | Virginia Electric & Power Co | 19876 | Cypress Creek Renewables | 61060 | Hertford | 36.3619 | -76.9169 | 1 | 1 | SUN | SOLAR | 0.19646 | 5 |  |  | 78461 | 39458 | 8605 | 4327 | 9.1181
6182 | 2018 | 14258 | 1839.0398 | 111149 | 1844.9927 | NC | Dragstrip Farm | 59102 | Duke Energy Carolinas, LLC | 5416 | Dragstrip Farm LLC | 58908 | Burke | 35.7581 | -81.4161 | 1 | 1 | SUN | SOLAR | 0.20315 | 5 |  |  | 81132 | 40800 | 8898 | 4475 | 9.118
6183 | 2018 | 29284 | 5749.9996 | 154025 | 2285.947 | NC | Drexel Operations Center | 56548 | Town of Drexel - (NC) | 5372 | North Carolina Mun Power Agny #1 | 13630 | Burke | 35.7481 | -81.6072 | 1 | 1 | DFO | OIL | 0.00109 | 2.2 | 688 | 131 | 688 | 131 | 21 | 4 | 32.7619
6184 | 2018 | 9508 | 4512.9317 | 111459 | 1224.8812 | NC | DSM Pharmaceuticals | 54887 | Greenville Utilities Comm | 7639 | Patheon Manufacturing Service LLC | 59895 | Pitt | 35.666 | -77.3574 | 8 | 8 | NG | GAS | 0.01341 | 9.2 | 7596.97 | 2132.492 | 7596.97 | 2132.492 | 1081 | 278 | 7.0277
6185 | 2018 | 15511 | 7098.8812 | 110869 | 5582.3196 | NC | Duck Solar | 58724 | Duke Energy Carolinas, LLC | 5416 | Sunlight Partners | 58658 | Rutherford | 35.4381 | -81.865 | 1 | 1 | SUN | SOLAR |  | 5 | [6 empty] | -
6186 | 2018 | 6901 | 8788.5035 | 113506 | 8789.6737 | NC | Dunn | 59376 | Duke Energy Progress - (NC) | 3046 | Cypress Creek Renewables | 61060 | Harnett | 35.475 | -78.5486 | 1 | 1 | SUN | SOLAR | 0.20348 | 2 |  |  | 32506 | 16347 | 3565 | 1793 | 9.1181
6187 | 2018 | 9871 | 8302.1131 | 112255 | 8285.2738 | NC | Duplin Solar I LLC (160 Houston Lane) | 60599 | Duke Energy Carolinas, LLC | 5416 | Soltage LLC | 60163 | Duplin | 34.9601 | -77.9804 | 1 | 1 | SUN | SOLAR | 0.18393 | 5 |  |  | 73454 | 36939 | 8056 | 4051 | 9.1179
6188 | 2018 | 9870 | 1236.3933 | 148443 | 1188.1897 | NC | Duplin Solar LLC | 58879 | Duke Energy Carolinas, LLC | 5416 | SRE Utility Solar 1, LLC | 61119 | Duplin | 35.0119 | -78.0783 | 1 | 1 | SUN | SOLAR | 0.20251 | 5 |  |  | 80878 | 40671 | 8870 | 4461 | 9.1182
6189 | 2018 | 3484 | 2493.8153 | 115138 | 2494.0061 | NC | Durham Solar | 60131 | Duke Energy Carolinas, LLC | 5416 | SRE Utility Solar 1, LLC | 61119 | Durham | 36.0049 | -78.8485 | 1 | 1 | SUN | SOLAR | 0.19312 | 3.5 |  |  | 53988 | 27150 | 5921 | 2978 | 9.1181
6190 | 2018 | 9858 | 14270.7314 | 148069 | 1169.7775 | NC | E Nash PV1 | 60002 | Duke Energy Carolinas, LLC | 5416 | Ecoplexus, Inc | 58970 | Nash | 35.9642 | -78.0981 | 1 | 1 | SUN | SOLAR |  | 20 | [6 empty] | -
6191 | 2018 | 16911 | 4758.9655 | 111428 | 4612.5664 | NC | Eagle Solar | 60161 | Duke Energy Progress - (NC) | 3046 | Sunlight Partners | 58658 | Warren | 36.4583 | -78.1551 | 1 | 1 | SUN | SOLAR |  | 4 | [6 empty] | -
6192 | 2018 | 9873 | 26092.6509 | 148271 | 3548.4775 | NC | East Wayne Solar LLC | 59189 | Duke Energy Progress - (NC) | 3046 | East Wayne Solar LLC | 58993 | Wayne | 35.4417 | -77.85 | 1 | 1 | SUN | SOLAR | 0.20942 | 2 |  |  | 33454 | 16824 | 3669 | 1845 | 9.118
6193 | 2018 | 29001 | 2814.5746 | 148328 | 2796.6813 | NC | Eastover Farm | 59562 | Duke Energy Progress - (NC) | 3046 | Eastover Farm, LLC | 59303 | Scotland | 34.7422 | -79.4631 | 1 | 1 | SUN | SOLAR | 0.20429 | 5 |  |  | 81588 | 41029 | 8948 | 4500 | 9.118
6194 | 2018 | 7031 | 10254.1238 | 114988 | 1991.3563 | NC | Eastside WWTP | 57606 | 3 Phases Renewables Inc | 21093 | City Of High Point | 56934 | Guilford | 35.9428 | -79.9089 | 3 | 3 | DFO | OIL | 0.00482 | 5.4 | 2247.999 | 414.999 | 2247.999 | 414.999 | 228 | 42 | 9.8596
6195 | 2018 | 9820 | 16888.3005 | 113444 | 2108.9906 | NC | Eastway Solar, LLC | 60829 | Duke Energy Progress - (NC) | 3046 | Cypress Creek Renewables | 61060 | Bladen | 34.6209 | -78.5917 | 1 | 1 | SUN | SOLAR |  | 4.9 | [6 empty] | -
6196 | 2018 | 29016 | 12481.2019 | 156319 | 85.9451 | NC | Eden Solar LLC | 59778 | Duke Energy Carolinas, LLC | 5416 | Sustainable Power Group, LLC | 58661 | Richmond | 35.1485 | -79.6364 | 1 | 1 | SUN | SOLAR | 0.20366 | 47.7 |  |  | 775923 | 390201 | 85098 | 42795 | 9.118
6197 | 2018 | 6422 | 23712.5743 | 111644 | 4686.3849 | NC | Edenton Generators | 7429 | Town of Edenton - (NC) | 6710 | Town of Edenton - (NC) | 6710 | Chowan | 36.0286 | -76.5719 | 3 | 3 | DFO | OIL | 0.00301 | 3.6 | 2587 | 478 | 2587 | 478 | 95 | 17 | 27.2316
6198 | 2018 | 6422 | 20129.8479 | 111645 | 5277.3871 | NC | Edenton Solar | 61781 | Virginia Electric & Power Co | 19876 | Edenton Solar | 61404 | Chowan | 36.054 | -76.544 | 1 | 1 | SUN | SOLAR |  | 5 | [6 empty] | -
6199 | 2018 | 6656 | 113.9515 | 111931 | 110.9203 | NC | Edgecombe Genco, LLC | 10384 | Virginia Electric & Power Co | 19876 | Edgecombe Operating Services LLC | 55739 | Edgecombe | 36.0373 | -77.7533 | 4 | 2 | BIT | COAL | 0.00903 | 114.8 | 69372.831 | 25907.453 | 69372.831 | 25907.453 | 9082 | 2609 | 7.6385
6200 | 2018 | 9858 | 4468.6583 | 111949 | 4460.2239 | NC | Eisenhower Solar | 60963 | Duke Energy Carolinas, LLC | 5416 | Eisenhower Solar, LLC | 60603 | Nash | 36.0818 | -78.0657 | 1 | 1 | SUN | SOLAR |  | 5 | [6 empty] | -
6201 | 2018 | 29019 | 5008.9326 | 148345 | 5013.9896 | NC | Ellerbe | 59042 | Duke Energy Carolinas, LLC | 5416 | Sustainable Power Group, LLC | 58661 | Richmond | 35.1 | -79.73 | 1 | 1 | SUN | SOLAR | 0.18271 | 2 |  |  | 29186 | 14677 | 3201 | 1610 | 9.1178
6202 | 2018 | 10058 | 30761.1835 | 114757 | 3877.9708 | NC | Elliana Solar | 58725 | Duke Energy Carolinas, LLC | 5416 | Cypress Creek Renewables | 61060 | Alamance | 36.1311 | -79.3325 | 1 | 1 | SUN | SOLAR | 0.20032 | 5 |  |  | 80002 | 40231 | 8774 | 4412 | 9.1181
6203 | 2018 | 28954 | 1372.7792 | 148269 | 1066.6084 | NC | Elm City Solar Facility | 59164 | Duke Energy Progress - (NC) | 3046 | Duke Energy Progress - (NC) | 3046 | Wilson | 35.7811 | -77.8469 | 1 | 1 | SUN | SOLAR | 0.22653 | 40 |  |  | 723741 | 363960 | 79375 | 39917 | 9.118
6204 | 2018 | 9995 | 1102.281 | 114147 | 1106.5029 | NC | Elm Solar, LLC | 60136 | Duke Energy Progress - (NC) | 3046 | SRE Utility Solar 1, LLC | 61119 | Lee | 35.4538 | -79.1895 | 1 | 1 | SUN | SOLAR | 0.2116 | 5 |  |  | 84505 | 42496 | 9268 | 4661 | 9.1179
6205 | 2018 | 28601 | 1329.7948 | 109906 | 1227.1111 | NC | Enka | 10320 |  | -9999 | BASF Corporation | 1182 | Buncombe | 35.5333 | -82.65 | 5 | 5 | BIT | COAL |  | 16.3 | [6 empty] | -
6206 | 2018 | 6900 | 1482.5756 | 147192 | 1441.3092 | NC | Ennis Solar, LLC | 62662 | Duke Energy Progress - (NC) | 3046 | Ennis Solar, LLC | 62141 | Harnett | 35.422 | -78.7217 | 1 | 1 | SUN | SOLAR |  | 5 | [6 empty] | -
6207 | 2018 | 6897 | 490 | 147198 | 462.2361 | NC | Erwin Farm | 58859 | Duke Energy Progress - (NC) | 3046 | Erwin Farm LLC | 58740 | Harnett | 35.3333 | -78.6614 | 1 | 1 | SUN | SOLAR | 0.14548 | 5 |  |  | 58098 | 29216 | 6372 | 3204 | 9.1177
6208 | 2018 | 340 | 597.1182 | 113509 | 610.5408 | NC | ESA Selma | 59956 | Town of Selma - (NC) | 16914 | SRE Utility Solar 1, LLC | 61119 | Johnston | 35.5262 | -78.2898 | 1 | 1 | SUN | SOLAR | 0.19533 | 1.8 |  |  | 28082 | 14123 | 3080 | 1549 | 9.1175
6209 | 2018 | 10038 | 1761.3636 | 111462 | 1754.4067 | NC | Everett PV1 | 60997 | Virginia Electric &amp; Power Co | 19876 | Ecoplexus, Inc | 58970 | Martin | 35.8211 | -77.3096 | 1 | 1 | SUN | SOLAR |  | 10 | [6 empty] | -
6210 | 2018 | 10029 | 1094.6337 | 148283 | 1099.04 | NC | Everetts Wildcat Solar, LLC | 59549 | Virginia Electric & Power Co | 19876 | Everetts Wildcat Solar, LLC | 59289 | Martin | 35.8472 | -77.1114 | 1 | 1 | SUN | SOLAR | 0.24317 | 5 |  |  | 97115 | 48838 | 10651 | 5356 | 9.1179
6211 | 2018 | 6679 | 1475.3633 | 111964 | 897.2762 | NC | Exum Farm Solar, LLC | 60400 | Duke Energy Progress - (NC) | 3046 | Cypress Creek Renewables | 61060 | Lenoir | 35.3704 | -77.4549 | 1 | 1 | SUN | SOLAR | 0.21312 | 4.9 |  |  | 83411 | 41947 | 9148 | 4600 | 9.1179
6212 | 2018 | 1575 | 20715.2797 | 114752 | 2211.9291 | NC | Facile Solar | 59406 | Duke Energy Carolinas, LLC | 5416 | Facile Solar LLC | 59533 | Alamance | 36.0989 | -79.4939 | 1 | 1 | SUN | SOLAR | 0.18242 | 2 |  |  | 29141 | 14654 | 3196 | 1607 | 9.118
6213 | 2018 | 9850 | 8623.8624 | 162757 | 407.586 | NC | Fairmont-FLS 100 | 59052 | Duke Energy Carolinas, LLC | 5416 | Sustainable Power Group, LLC | 58661 | Robeson | 34.52 | -79.13 | 1 | 1 | SUN | SOLAR | 0.18564 | 4 |  |  | 59312 | 29827 | 6505 | 3271 | 9.1179
6214 | 2018 | 9870 | 7133.2052 | 112259 | 7130.2023 | NC | Faison Solar | 59333 | Duke Energy Progress - (NC) | 3046 | Greenbacker Renewable Energy Corporation | 60025 | Duplin | 35.0697 | -78.1161 | 1 | 1 | SUN | SOLAR | 0.15479 | 2 |  |  | 24727 | 12434 | 2712 | 1364 | 9.1176
6215 | 2018 | 15692 | 4350.0577 | 114376 | 46.308 | NC | Falls Hydro | 54895 | Duke Energy Carolinas, LLC | 5416 | Cube Hydro Carolinas Yadkin | 317 | Stanly | 35.3944 | -80.0753 | 3 | 3 | WAT | HYDRO | 0.57952 | 31.4 |  |  | 1453456.001 | 556976.001 | 159404.999 | 61084.999 | 9.118
6216 | 2018 | 10015 | 5826.7926 | 161657 | 6737.8863 | NC | Farrington Farm | 58318 | Duke Energy Progress - (NC) | 3046 | Farrington Solar Farm LLC | 58286 | Chatham | 35.8328 | -79.025 | 1 | 1 | SUN | SOLAR | 0.14144 | 1 |  |  | 11298 | 5681 | 1239 | 623 | 9.1186
6217 | 2018 | 6651 | 2884.6134 | 148258 | 2857.9946 | NC | Fern Solar LLC | 62798 | Virginia Electric & Power Co | 19876 | BayWa r.e. Solar Projects LLC | 59613 | Edgecombe | 36.0033 | -77.6964 | 1 | 1 | SUN | SOLAR |  | 100 | [6 empty] | -
6218 | 2018 | 12430 | 4538.9346 | 147184 | 919.3874 | NC | First Citizens Bank | 61491 | Duke Energy Progress - (NC) | 3046 | First Citizens Bank | 61099 | Wake | 35.7285 | -78.6392 | 1 | 1 | SUN | SOLAR | 0.08813 | 1.5 |  |  | 10559 | 5310 | 1158 | 582 | 9.1183
6219 | 2018 | 15691 | 4511.6886 | 147797 | 3242.4477 | NC | Fisher Solar Farm - NC | 61089 | Duke Energy Carolinas, LLC | 5416 | Fisher Solar Farm, LLC | 60703 | Stanly | 35.2413 | -80.0346 | 1 | 1 | SUN | SOLAR | 0.20336 | 5 |  |  | 81215 | 40841 | 8907 | 4479 | 9.1181
6220 | 2018 | 6400 | 1055.3122 | 148055 | 999.0944 | NC | Five Forks Solar | 59951 | Duke Energy Carolinas, LLC | 5416 | Five Forks Solar | 61857 | Warren | 36.5155 | -78.0337 | 1 | 1 | SUN | SOLAR |  | 20 | [6 empty] | -
6221 | 2018 | 15622 | 9277.8895 | 151686 | 2411.4703 | NC | Flash Solar | 58726 | Duke Energy Carolinas, LLC | 5416 | Cypress Creek Renewables | 61060 | Catawba | 35.7581 | -81.2294 | 1 | 1 | SUN | SOLAR | 0.19614 | 5 |  |  | 78331 | 39391 | 8591 | 4320 | 9.1178
6222 | 2018 | 10037 | 2050.0145 | 146954 | 1725.555 | NC | Flat Meeks PV 1 | 59514 | Virginia Electric & Power Co | 19876 | Ecoplexus, Inc | 58970 | Martin | 35.8067 | -77.2706 | 1 | 1 | SUN | SOLAR | 0.09822 | 5 |  |  | 39225 | 19726 | 4302 | 2163 | 9.1179
6223 | 2018 | 9508 | 5059.7683 | 111470 | 2133.5547 | NC | Flemming Solar Center LLC | 58808 | Greenville Utilities Comm | 7639 | Cypress Creek Renewables | 61060 | Pitt | 35.6689 | -77.3839 | 1 | 1 | SUN | SOLAR | 0.19929 | 5 |  |  | 79593 | 40026 | 8729 | 4390 | 9.1182
6224 | 2018 | 9994 | 16112.7505 | 114154 | 1860.5879 | NC | Flint Hill Solar, LLC | 60370 | Randolph Electric Member Corp | 15671 | Cypress Creek Renewables | 61060 | Moore | 35.4027 | -79.5531 | 1 | 1 | SUN | SOLAR | 0.19716 | 5.2 |  |  | 81889 | 41181 | 8981 | 4516 | 9.118
6225 | 2018 | 6901 | 5503.2332 | 113506 | 5500.6999 | NC | Flowers Solar LLC | 62487 | Progress Energy Carolinas Inc | 3046 | Flowers Solar LLC | 62004 | Johnston | 35.4122 | -78.6031 | 1 | 1 | SUN | SOLAR |  | 4.3 | [6 empty] | -
6226 | 2018 | 2416 | 3522.6111 | 111422 | 3069.4543 | NC | Floyd Road Solar Farm | 61031 | Virginia Electric & Power Co | 19876 | Greenbacker Renewable Energy Corporation | 60025 | Northampton | 36.5059 | -77.6775 | 1 | 1 | SUN | SOLAR | 0.21 | 5 |  |  | 83866 | 42175 | 9198 | 4626 | 9.1179
6227 | 2018 | 9850 | 9943.9652 | 162757 | 938.3437 | NC | Floyd Solar, LLC | 60147 | Duke Energy Progress - (NC) | 3046 | Cypress Creek Renewables | 61060 | Robeson | 34.5091 | -79.1359 | 1 | 1 | SUN | SOLAR | 0.16112 | 6.5 |  |  | 83649 | 42066 | 9174 | 4613 | 9.1181
6228 | 2018 | 28662 | 1322.6848 | 114004 | 1088.0569 | NC | FLS Solar 170, LLC | 59552 | Duke Energy Progress - (NC) | 3046 | Sustainable Power Group, LLC | 58661 | Robeson | 34.6 | -78.97 | 1 | 1 | SUN | SOLAR | 0.20502 | 2 |  |  | 32752 | 16471 | 3592 | 1806 | 9.118
6229 | 2018 | 28662 | 3293.9231 | 147253 | 2873.412 | NC | FLS Solar 200, LLC | 59551 | Duke Energy Progress - (NC) | 3046 | Sustainable Power Group, LLC | 58661 | Robeson | 34.5819 | -78.94 | 1 | 1 | SUN | SOLAR | 0.16574 | 4.3 |  |  | 56924 | 28626 | 6243 | 3140 | 9.1181
6230 | 2018 | 16404 | 4434.621 | 112248 | 3346.6068 | NC | FLS Solar 230 (Warren) | 59646 | Duke Energy Progress - (NC) | 3046 | Cypress Creek Renewables | 61060 | Duplin | 35.0161 | -77.8219 | 1 | 1 | SUN | SOLAR | 0.20422 | 4.8 |  |  | 78297 | 39375 | 8587 | 4318 | 9.1181
6231 | 2018 | 7798 | 66385.3348 | 109546 | 32.9837 | NC | Fontana Dam | 2779 | Tennessee Valley Authority | 18642 | Tennessee Valley Authority | 18642 | Swain | 35.4507 | -83.805 | 3 | 3 | WAT | HYDRO | 0.51568 | 254.7 |  |  | 10490815 | 4020161 | 1150561.001 | 440904 | 9.118
6232 | 2018 | 9859 | 20133.479 | 162785 | 964.4827 | NC | Fox Creek Solar | 60624 | Duke Energy Progress - (NC) | 3046 | John Laing US Solar Corp. | 61694 | Franklin | 36.1269 | -78.2731 | 1 | 1 | SUN | SOLAR | 0.01288 | 50.2 |  |  | 51653 | 0 | 5665 | 0 | -
6233 | 2018 | 29016 | 1964.1574 | 147620 | 1825.2798 | NC | Foxfire Solar Farm | 59563 | Duke Energy Progress - (NC) | 3046 | Foxfire Farm, LLC | 59304 | Moore | 35.2206 | -79.5519 | 1 | 1 | SUN | SOLAR | 0.21603 | 5 |  |  | 86275 | 43387 | 9462 | 4758 | 9.1181
6234 | 2018 | 13721 | 23616.26 | 144705 | 459.547 | NC | Franklin (NC) | 2745 | Duke Energy Carolinas, LLC | 5416 | Duke Energy Carolinas, LLC | 5416 | Macon | 35.2194 | -83.3708 | 2 | 2 | WAT | HYDRO | 0.42534 | 1 |  |  | 33974 | 13019 | 3726 | 1428 | 9.1181
6235 | 2018 | 9858 | 13522.0466 | 112209 | 4219.6341 | NC | Franklin Solar 2 | 59579 | Duke Energy Progress - (NC) | 3046 | Franklin Solar 2 LLC | 59324 | Franklin | 36.1269 | -78.1525 | 1 | 1 | SUN | SOLAR | 0.20868 | 2 |  |  | 33336 | 16764 | 3656 | 1839 | 9.1182
6236 | 2018 | 9858 | 13825.431 | 112209 | 680.6296 | NC | Franklin Solar, LLC | 58802 | Duke Energy Progress - (NC) | 3046 | Argand Energy Solutions, LLC | 58694 | Franklin | 36.0975 | -78.1678 | 4 | 4 | SUN | SOLAR | 0.18362 | 2 |  |  | 29332 | 14751 | 3217 | 1618 | 9.1178
6237 | 2018 | 9859 | 22577.3653 | 112207 | 3511.3193 | NC | Franklinton Solar | 59708 | Duke Energy Progress - (NC) | 3046 | Cypress Creek Renewables | 61060 | Franklin | 36.08 | -78.35 | 1 | 1 | SUN | SOLAR | 0.21317 | 5 |  |  | 85134 | 42813 | 9337 | 4695 | 9.1179
6238 | 2018 | 4099 | 3342.7503 | 110996 | 2144.2545 | NC | Freemont Solar Center LLC | 59912 | Duke Energy Carolinas, LLC | 5416 | Heelstone Energy Holdings, LLC | 59462 | Lincoln | 35.4276 | -80.9972 | 1 | 1 | SUN | SOLAR | 0.20564 | 5 |  |  | 82127 | 41301 | 9007 | 4529 | 9.1181
6239 | 2018 | 6907 | 16595.5104 | 112691 | 2095.2579 | NC | Fremont Farm | 59103 | Duke Energy Progress - (NC) | 3046 | Dominion Renewable Energy - Fremont | 61175 | Wayne | 35.5319 | -77.9692 | 1 | 1 | SUN | SOLAR | 0.22231 | 5 |  |  | 88781 | 44647 | 9737 | 4897 | 9.1179
6240 | 2018 | 29001 | 8512.9069 | 114097 | 8517.0328 | NC | Friesian Holdings | 60692 | Duke Energy Progress - (NC) | 3046 | Friesian Holdings, LLC | 60411 | Scotland | 34.7138 | -79.5429 | 1 | 1 | SUN | SOLAR |  | 75 | [6 empty] | -
6243 | 2018 | 28502 | 115.7993 | 152864 | 114.269 | NC | G G Allen | 2718 | Duke Energy Carolinas, LLC | 5416 | Duke Energy Carolinas, LLC | 5416 | Gaston | 35.1897 | -81.0122 | 5 | 5 | BIT | COAL | 0.08149 | 1148.4 | 9328857 | 4167952 | 9328857 | 4167952 | 819788 | 353070 | 11.3796
6244 | 2018 | 9820 | 12302.0161 | 147243 | 1654.905 | NC | Gainey Solar, LLC | 60633 | Duke Energy Progress - (NC) | 3046 | Cypress Creek Renewables | 61060 | Bladen | 34.499 | -78.653 | 1 | 1 | SUN | SOLAR | 0.2266 | 2 |  |  | 36199 | 18204 | 3970 | 1996 | 9.1181
6245 | 2018 | 15511 | 4637.9775 | 157402 | 4022.1863 | NC | Gamble Solar | 61127 | Duke Energy Carolinas, LLC | 5416 | Gamble Solar, LLC | 60747 | Rutherford | 35.3484 | -81.8174 | 1 | 1 | SUN | SOLAR |  | 3 | [6 empty] | -
6246 | 2018 | 9821 | 3228.0839 | 147236 | 3179.0559 | NC | Garrell Solar Farm | 58866 | Duke Energy Progress - (NC) | 3046 | Garrell Solar Farm LLC | 58743 | Columbus | 34.3253 | -78.7931 | 1 | 1 | SUN | SOLAR | 0.15607 | 5 |  |  | 62331 | 31345 | 6836 | 3438 | 9.1181
6247 | 2018 | 6681 | 4214.5242 | 148245 | 2027.0782 | NC | Garysburg Solar | 59641 | Virginia Electric & Power Co | 19876 | Garysburg Solar LLC | 59402 | Northampton | 36.468 | -77.592 | 1 | 1 | SUN | SOLAR | 0.19947 | 5 |  |  | 79665 | 40062 | 8737 | 4394 | 9.1181
6248 | 2018 | 6131 | 279.8196 | 111419 | 42.6237 | NC | Gaston | 2756 | Virginia Electric & Power Co | 19876 | Virginia Electric & Power Co | 19876 | Halifax | 36.4991 | -77.8115 | 4 | 4 | WAT | HYDRO | 0.30332 | 177.6 |  |  | 4302711 | 1474088 | 471892 | 161668 | 9.118
6249 | 2018 | 4517 | 12848.3393 | 112731 | 1339.1244 | NC | Gaston County Renewable Energy Center | 61758 | Rutherford Elec Member Corp | 16496 | Gaston County Solid Waste and Recycling Division | 61382 | Gaston | 35.3857 | -81.172 | 3 | 3 | LFG | BIOMASS | 0.8052 | 4.2 | 356576.001 | 141234.999 | 356576.001 | 141234.999 | 29625 | 11733.999 | 12.0363
6250 | 2018 | 4475 | 7339.0738 | 151729 | 1725.951 | NC | Gaston Memorial Hospital | 57629 | City of Gastonia - (NC) | 7027 | Gastonia City of | 56960 | Gaston | 35.2747 | -81.1383 | 1 | 1 | DFO | OIL | 0.0014 | 1.8 | 340 | 340 | 340 | 340 | 22 | 22 | 15.4545
6251 | 2018 | 2042 | 3943.2459 | 111415 | 3950.4827 | NC | Gaston Solar | 59642 | Virginia Electric & Power Co | 19876 | Gaston Solar LLC | 59403 | Northampton | 36.5147 | -77.6561 | 1 | 1 | SUN | SOLAR | 0.19678 | 5 |  |  | 78588 | 39521 | 8619 | 4334 | 9.118
6252 | 2018 | 4517 | 10102.1688 | 150334 | 2278.1099 | NC | Gaston Solar Power Plant | 62669 | Duke Energy Carolinas, LLC | 5416 | Duke Energy Carolinas, LLC | 5416 | Gaston | 35.3224 | -81.1343 | 1 | 1 | SUN | SOLAR |  | 25 | [6 empty] | -
6253 | 2018 | 4475 | 5203.3997 | 112326 | 41.2387 | NC | Gastonia Duke Street | 56061 | City of Gastonia | 7027 | North Carolina Mun Power Agny #1 | 13630 | Gaston | 35.2234 | -81.1331 | 1 | 1 | DFO | OIL |  | 1.8 | [6 empty] | -
6254 | 2018 | 4517 | 3152.7796 | 151694 | 704.4055 | NC | Gastonia Prime Power Park | 56954 | City of Gastonia - (NC) | 7027 | North Carolina Mun Power Agny #1 | 13630 | Gaston | 35.3017 | -81.2092 | 6 | 6 | DFO | OIL | 0 | 11.8 | 1908.998 | 341 | 1908.998 | 341 | -81 | -15 | -23.5679
6255 | 2018 | 4475 | 6136.8702 | 150313 | 817.8245 | NC | Gastonia Rankin Lake | 56060 | City of Gastonia | 7027 | North Carolina Mun Power Agny #1 | 13630 | Gaston | 35.2242 | -81.1228 | 1 | 1 | DFO | OIL |  | 1.8 | [6 empty] | -
6256 | 2018 | 4475 | 559.3516 | 151756 | 555.1087 | NC | Gastonia Solar Center | 60359 | Duke Energy Carolinas, LLC | 5416 | Enerparc Inc. | 60496 | Gaston | 35.229 | -81.1891 | 1 | 1 | SUN | SOLAR | 0.00462 | 4.3 |  |  | 1587 | 0 | 174 | 0 | -
6257 | 2018 | 4517 | 2710.6645 | 151757 | 787.8437 | NC | Gastonia, Tulip Drive | 56262 | City of Gastonia - (NC) | 7027 | North Carolina Mun Power Agny #1 | 13630 | Gaston | 35.2891 | -81.2052 | 3 | 3 | DFO | OIL | 0.00068 | 5.4 | 1481.001 | 272.001 | 1481.001 | 272.001 | 32.001 | 6 | 46.2798
6258 | 2018 | 6423 | 11978.1624 | 111380 | 10992.1239 | NC | Gates Solar LLC | 58673 | Virginia Electric & Power Co | 19876 | O2energies, Inc. | 58477 | Gates | 36.4508 | -76.8036 | 1 | 1 | SUN | SOLAR | 0.21751 | 5 |  |  | 86868 | 43684 | 9527 | 4791 | 9.1181
6259 | 2018 | 6972 | 4344.5411 | 115093 | 4346.5508 | NC | Germantown Solar, LLC | 60480 | Duke Energy Carolinas, LLC | 5416 | Cypress Creek Renewables | 61060 | Forsyth | 36.2463 | -80.2546 | 1 | 1 | SUN | SOLAR | 0.14753 | 2.1 |  |  | 24747 | 12444 | 2714 | 1365 | 9.1183
6260 | 2018 | 6422 | 4625.3335 | 147094 | 4631.2863 | NC | GKS Solar | 59426 | Virginia Electric & Power Co | 19876 | Cypress Creek Renewables | 61060 | Perquimans | 36.2483 | -76.5019 | 1 | 1 | SUN | SOLAR | 0.19507 | 5 |  |  | 77904 | 39177 | 8544 | 4297 | 9.118
6261 | 2018 | 9841 | 4713.8837 | 112295 | 587.811 | NC | Graham Solar Center LLC | 58957 | Duke Energy Progress - (NC) | 3046 | Graham Solar Center LLC | 58819 | Columbus | 34.3097 | -79.0144 | 1 | 1 | SUN | SOLAR | 0.17318 | 4.8 |  |  | 66398 | 33390 | 7282 | 3662 | 9.1181
6262 | 2018 | 10127 | 11134.4821 | 111628 | 11136.4685 | NC | Grandy PV 1 | 59518 | Virginia Electric & Power Co | 19876 | Ecoplexus, Inc | 58970 | Currituck | 36.2336 | -75.8808 | 1 | 1 | SUN | SOLAR |  | 18 | [6 empty] | -
6263 | 2018 | 14258 | 3491.8784 | 111147 | 2149.1433 | NC | Granite Falls Walmart | 56549 | Town of Granite Falls - (NC) | 7496 | North Carolina Mun Power Agny #1 | 13630 | Caldwell | 35.7811 | -81.3928 | 1 | 1 | DFO | OIL | 0.00099 | 2.2 | 658 | 119 | 658 | 119 | 19 | 3 | 34.6316
6264 | 2018 | 29262 | 6641.4518 | 147160 | 5747.0778 | NC | Granville Solar PV Power Project | 58487 | Duke Energy Progress - (NC) | 3046 | Southern Power Co | 17650 | Granville | 36.4117 | -78.5939 | 1 | 1 | SUN | SOLAR | 0.21333 | 2.5 |  |  | 42600 | 21423 | 4672 | 2349 | 9.1182
6265 | 2018 | 10037 | 3026.2303 | 111404 | 1932.4066 | NC | Green Farm | 59148 | Virginia Electric & Power Co | 19876 | Cypress Creek Renewables | 61060 | Martin | 35.8317 | -77.2697 | 1 | 1 | SUN | SOLAR | 0.16546 | 5 |  |  | 66078 | 33230 | 7247 | 3644 | 9.118
6266 | 2018 | 9867 | 1764.4143 | 148456 | 1725.2362 | NC | Grove Solar | 60181 | Duke Energy Progress - (NC) | 3046 | Cypress Creek Renewables | 61060 | Craven | 35.1692 | -77.1182 | 1 | 1 | SUN | SOLAR |  | 5 | [6 empty] | -
6267 | 2018 | 9867 | 1336.6492 | 148456 | 1290.4091 | NC | Grove Solar, LLC | 62807 | Duke Energy Progress - (NC) | 3046 | Sol Systems | 61677 | Craven | 35.1647 | -77.1202 | 1 | 1 | SUN | SOLAR |  | 5 | [6 empty] | -
6268 | 2018 | 4472 | 4997.2046 | 114233 | 776.2042 | NC | GRS CMS | 55599 | City of Concord - (NC) | 4150 | Gas Recovery Systems Inc | 25049 | Cabarrus | 35.3533 | -80.668 | 1 | 1 | LFG | BIOMASS | 0.55357 | 5.3 | 406203 | 160893 | 406203 | 160893 | 25701 | 10180 | 15.8049
6269 | 2018 | 6661 | 627.1576 | 112690 | 692.6692 | NC | H F Lee Steam Electric Plant | 2709 | Duke Energy Carolinas, LLC | 5416 | Duke Energy Progress - (NC) | 3046 | Wayne | 35.3736 | -78.0894 | 8 | 11 | NG | GAS | 0.57626 | 1428.4 | 55851328 | 22521640 | 55851328 | 22521640 | 7210666 | 3012928 | 7.7457
6270 | 2018 | 10054 | 4671.0624 | 148190 | 4674.4116 | NC | Halifax | 58943 | Virginia Electric & Power Co | 19876 | HXOap Solar One, LLC | 59369 | Halifax | 36.4419 | -77.7114 | 1 | 1 | SUN | SOLAR | 0.19127 | 20 |  |  | 305554 | 153659 | 33511 | 16852 | 9.118
6271 | 2018 | 6402 | 6834.1349 | 111418 | 3721.3223 | NC | Halifax Solar LLC | 60884 | Virginia Electric & Power Co | 19876 | Halifax Solar LLC | 60534 | Halifax | 36.345 | -77.63 | 1 | 1 | SUN | SOLAR |  | 5 | [6 empty] | -
6272 | 2018 | 9454 | 1652.324 | 112020 | 1658.1312 | NC | Hanover Solar, LLC | 61877 | Duke Energy Progress - (NC) | 3046 | Radian Generation | 61494 | Jones | 34.8009 | -77.2138 | 1 | 1 | SUN | SOLAR | 0.1494 | 4.9 |  |  | 58474 | 37341 | 6413 | 4095 | 9.118
6273 | 2018 | 6901 | 3189.1546 | 147162 | 3189.9277 | NC | Happy Solar | 59512 | Duke Energy Progress - (NC) | 3046 | Cypress Creek Renewables | 61060 | Johnston | 35.3965 | -78.5108 | 1 | 1 | SUN | SOLAR | 0.20862 | 4 |  |  | 66652 | 33519 | 7310 | 3676 | 9.1179
6274 | 2018 | 10029 | 7631.6084 | 148283 | 7663.618 | NC | Hardison Farm Solar, LLC | 60415 | Virginia Electric & Power Co | 19876 | Cypress Creek Renewables | 61060 | Martin | 35.8308 | -77.0219 | 1 | 1 | SUN | SOLAR | 0.20271 | 5.2 |  |  | 84196 | 42341 | 9234 | 4644 | 9.118
6275 | 2018 | 9876 | 2875.3964 | 162733 | 1307.272 | NC | Harrell's Hill Solar Center LLC | 59337 | Duke Energy Progress - (NC) | 3046 | SRE Utility Solar 1, LLC | 61119 | Wayne | 35.2119 | -78.1008 | 1 | 1 | SUN | SOLAR | 0.20365 | 5 |  |  | 81336 | 40903 | 8920 | 4486 | 9.1184
6276 | 2018 | 319 | 360.6096 | 115178 | 370.2578 | NC | Harris | 6015 | Duke Energy Progress - (NC) | 3046 | Duke Energy Progress - (NC) | 3046 | Wake | 35.6334 | -78.9556 | 1 | 1 | NUC | NUCLEAR | 0.91093 | 950.9 |  |  | 79328975 | 34608233 | 7587914 | 3310320 | 10.4546
6277 | 2018 | 1851 | 20981.6841 | 114748 | 548.3951 | NC | Haw River Hydro | 10258 | Duke Energy Carolinas, LLC | 5416 | Haw River Hydro Co | 4980 | Alamance | 35.9483 | -79.3244 | 2 | 2 | WAT | HYDRO | 0.51263 | 1.5 |  |  | 61419 | 23536 | 6736 | 2581 | 9.118
6278 | 2018 | 9858 | 13119.7522 | 112209 | 3776.4175 | NC | Hawk Solar | 60163 | Duke Energy Progress - (NC) | 3046 | Sunlight Partners | 58658 | Nash | 36.1218 | -78.1505 | 1 | 1 | SUN | SOLAR |  | 5 | [6 empty] | -
6279 | 2018 | 7014 | 4891.0591 | 113588 | 4893.9912 | NC | Hawkins Solar | 58727 | Duke Energy Carolinas, LLC | 5416 | Sunlight Partners | 58658 | Rockingham | 36.3219 | -79.7517 | 1 | 1 | SUN | SOLAR |  | 5 | [6 empty] | -
6280 | 2018 | 15630 | 9987.8976 | 110983 | 1912.2019 | NC | Haynes Farm | 58332 | Duke Energy Carolinas, LLC | 5416 | Haynes Farm LLC | 58318 | Lincoln | 35.5258 | -81.2353 | 1 | 1 | SUN | SOLAR | 0.18311 | 5 |  |  | 73127 | 36775 | 8020 | 4033 | 9.1181
6281 | 2018 | 15689 | 2004.7061 | 162783 | 2271.0256 | NC | Haywood Farm Solar, LLC | 61255 | Duke Energy Progress - (NC) | 3046 | CD Global Solar Holdings, LLC | 60865 | Montgomery | 35.343 | -79.915 | 1 | 1 | SUN | SOLAR | 0.21624 | 4.9 |  |  | 84633 | 42560 | 9282 | 4668 | 9.118
6282 | 2018 | 7618 | 5288.6156 | 113511 | 5304.1677 | NC | HCE Johnston I, LLC | 60121 | Duke Energy Carolinas, LLC | 5416 | HCE Johnston I, LLC | 59894 | Johnston | 35.56 | -78.5945 | 1 | 1 | SUN | SOLAR | 0.15982 | 2.6 |  |  | 33190 | 16691 | 3640 | 1831 | 9.1181
6283 | 2018 | 29016 | 13855.1014 | 147638 | 2669.2468 | NC | HCE Moore I | 62539 | Progress Energy Carolinas Inc | 3046 | HCE Moore I, LLC | 62041 | Moore | 35.1343 | -79.4195 | 1 | 1 | SUN | SOLAR | 0.00017 | 2 |  |  | 27 | 0 | 3 | 0 | -
6284 | 2018 | 15689 | 3453.52 | 162783 | 1697.7278 | NC | Hector Farm | 60577 | Duke Energy Progress - (NC) | 3046 | Hector Farm, LLC | 60343 | Montgomery | 35.3762 | -79.9097 | 1 | 1 | SUN | SOLAR | 0.21137 | 5 |  |  | 84417 | 42452 | 9258 | 4656 | 9.1183
6285 | 2018 | 6687 | 1971.8141 | 112684 | 1967.5041 | NC | Heedeh Solar | 60157 | Duke Energy Progress - (NC) | 3046 | Radian Generation | 61494 | Columbus | 34.3087 | -78.2215 | 1 | 1 | SUN | SOLAR | 0.06101 | 4.5 |  |  | 21929 | 13476 | 2405 | 1478 | 9.1181
6286 | 2018 | 6681 | 4054.8609 | 148245 | 1548.3217 | NC | Hemlock Solar | 60207 | Virginia Electric & Power Co | 19876 | Hemlock Solar LLC | 59977 | Northampton | 36.4691 | -77.5975 | 1 | 1 | SUN | SOLAR | 0.22756 | 5 |  |  | 90879 | 45702 | 9967 | 5012 | 9.118
6287 | 2018 | 6422 | 10584.0257 | 147094 | 10638.9462 | NC | Hertford Solar Farm | 60384 | Virginia Electric & Power Co | 19876 | SolNCPower10, LLC | 60183 | Perquimans | 36.1303 | -76.4909 | 1 | 1 | SUN | SOLAR | 0.19516 | 5 |  |  | 77940 | 39195 | 8548 | 4299 | 9.1179
6288 | 2018 | 29001 | 2024.2488 | 114097 | 1995.4737 | NC | Hew Fulton Farm, LLC | 60778 | Duke Energy Carolinas, LLC | 5416 | Hew Fulton Farm, LLC | 60464 | Scotland | 34.784 | -79.4745 | 1 | 1 | SUN | SOLAR | 0.21023 | 5 |  |  | 83958 | 42222 | 9208 | 4631 | 9.1179
6289 | 2018 | 9872 | 3231.1638 | 112251 | 3248.1681 | NC | Hickory | 59829 | Duke Energy Progress - (NC) | 3046 | Current Energy Group | 59464 | Duplin | 34.8022 | -78.0092 | 1 | 1 | SUN | SOLAR |  | 5 | [6 empty] | -
6290 | 2018 | 9858 | 3356.4485 | 111949 | 3351.5382 | NC | Higgins Solar | 60166 | Duke Energy Progress - (NC) | 3046 | Sunlight Partners | 58658 | Nash | 36.0704 | -78.0538 | 1 | 1 | SUN | SOLAR |  | 5 | [6 empty] | -
6291 | 2018 | 7041 | 10630.2957 | 157208 | 53.6009 | NC | High Point, Fairfield | 56059 | Town of High Point | 8571 | North Carolina Mun Power Agny #1 | 13630 | Guilford | 35.9244 | -79.9901 | 1 | 1 | DFO | OIL | 0 | 1.8 | 56 | 0 | 56 | 0 | -43 | -8 | -
6292 | 2018 | 7041 | 10382.4722 | 114989 | 831.3699 | NC | High Point, Jackson Lake | 56058 | Town of High Point | 8571 | North Carolina Mun Power Agny #1 | 13630 | Guilford | 35.9444 | -79.9431 | 1 | 1 | DFO | OIL |  | 1.8 | [6 empty] | -
6293 | 2018 | 7041 | 7226.1069 | 114992 | 278.722 | NC | High Point, POLO | 57196 | Town of High Point | 8571 | North Carolina Mun Power Agny #1 | 13630 | Guilford | 35.97 | -79.96 | 1 | 1 | DFO | OIL | 0.00292 | 1.8 | 887 | 161 | 887 | 161 | 46 | 8 | 19.2826
6294 | 2018 | 7041 | 6793.9742 | 114992 | 2288.8297 | NC | High Point, Pump Station Rd | 56260 | Town of High Point | 8571 | North Carolina Mun Power Agny #1 | 13630 | Guilford | 35.9861 | -79.9497 | 2 | 2 | DFO | OIL | 0.00165 | 3.6 | 1297 | 236 | 1297 | 236 | 52 | 10 | 24.9423
6295 | 2018 | 6685 | 17621.4744 | 114708 | 58.2611 | NC | High Rock Hydro | 54896 | Duke Energy Carolinas, LLC | 5416 | Cube Hydro Carolinas Yadkin | 317 | Davidson | 35.6008 | -80.2339 | 3 | 3 | WAT | HYDRO | 0.528 | 33 |  |  | 1391724.999 | 533319.999 | 152634.999 | 58491 | 9.118
6296 | 2018 | 4517 | 12861.0293 | 112732 | 1284.3938 | NC | High Shoals Hydro (NC) | 10550 | Duke Energy Carolinas, LLC | 5416 | Mills Shoals Hydro Co Inc | 12594 | Lincoln | 35.3943 | -81.201 | 1 | 1 | WAT | HYDRO | 0.2448 | 1.8 |  |  | 35195 | 12246 | 3860 | 1343 | 9.1179
6297 | 2018 | 4517 | 12830.4457 | 112319 | 1414.2238 | NC | High Shoals PV1 | 59997 | Duke Energy Carolinas, LLC | 5416 | Ecoplexus, Inc | 58970 | Gaston | 35.3965 | -81.2191 | 1 | 1 | SUN | SOLAR |  | 16 | [6 empty] | -
6298 | 2018 | 6679 | 929.9125 | 111965 | 925.248 | NC | Highland Solar Center LLC | 59163 | Duke Energy Progress - (NC) | 3046 | SRE Utility Solar 1, LLC | 61119 | Lenoir | 35.3639 | -77.4519 | 1 | 1 | SUN | SOLAR | 0.20993 | 5 |  |  | 83838 | 42162 | 9195 | 4624 | 9.1178
6299 | 2018 | 6661 | 11425.9788 | 148074 | 1276.737 | NC | Highwater Solar I | 59487 | Duke Energy Carolinas, LLC | 5416 | Cypress Creek Renewables | 61060 | Wayne | 35.4339 | -77.99 | 1 | 1 | SUN | SOLAR | 0.225 | 4.9 |  |  | 88060 | 44284 | 9658 | 4857 | 9.1178
6300 | 2018 | 9850 | 4958.6769 | 146807 | 4472.4013 | NC | Hilly Branch | 60358 | Duke Energy Carolinas, LLC | 5416 | Enerparc Solar Development, LLC | 60147 | Robeson | 34.5837 | -79.1485 | 1 | 1 | SUN | SOLAR |  | 2 | [6 empty] | -
6301 | 2018 | 13721 | 92383.6452 | 109534 | 71.1981 | NC | Hiwassee Dam | 2780 | Tennessee Valley Authority | 18642 | Tennessee Valley Authority | 18642 | Cherokee | 35.1509 | -84.1775 | 2 | 2 | WAT | HYDRO | 0.24252 | 165.6 |  |  | 3207823 | 1435629 | 351812 | 157450 | 9.118
6302 | 2018 | 9852 | 6199.0239 | 148350 | 304.7828 | NC | Holstein Plant | 58623 | Duke Energy Progress - (NC) | 3046 | Holstein Holdings, LLC | 58576 | Scotland | 34.7742 | -79.3408 | 1 | 1 | SUN | SOLAR | 0.19422 | 20 |  |  | 310258 | 156025 | 34027 | 17112 | 9.118
6303 | 2018 | 6679 | 18183.7736 | 111480 | 11083.9905 | NC | Hood Farm Solar, LLC | 61256 | Duke Energy Progress - (NC) | 3046 | CD Global Solar Holdings, LLC | 60865 | Jones | 35.205 | -77.497 | 1 | 1 | SUN | SOLAR | 0.21568 | 4.9 |  |  | 84417 | 42452 | 9258 | 4656 | 9.1183
6304 | 2018 | 6692 | 15009.546 | 148295 | 5944.9867 | NC | Hopewell Friends | 61883 | Randolph Electric Member Corp | 15671 | Cypress Creek Renewables | 61060 | Randolph | 35.6285 | -79.8727 | 1 | 1 | SUN | SOLAR | 0 | 1.3 |  |  |  |  | 0 | 0 | -
6305 | 2018 | 9822 | 16118.8973 | 113105 | 858.586 | NC | Howardtown Farm | 60630 | Lumbee River Elec Member Corp | 11291 | Howardtown Farm, LLC | 60379 | Robeson | 34.8131 | -78.9501 | 1 | 1 | SUN | SOLAR |  | 10 | [6 empty] | -
6306 | 2018 | 15775 | 2143.6769 | 114230 | 1072.9332 | NC | Howell Midland Farm, LLC | 60312 | Duke Energy Carolinas, LLC | 5416 | Howell Midland Farm, LLC | 60104 | Cabarrus | 35.2257 | -80.5431 | 1 | 1 | SUN | SOLAR | 0.20674 | 4.9 |  |  | 80913 | 40689 | 8874 | 4463 | 9.118
6307 | 2018 | 28471 | 117.9543 | 114255 | 55.4432 | NC | Huntersville Delivery No 2 | 56550 | Town of Huntersville - (NC) | 9087 | North Carolina Mun Power Agny #1 | 13630 | Mecklenburg | 35.3832 | -80.8329 | 1 | 1 | DFO | OIL | 0 | 2.2 | 43 | 0 | 43 | 0 | -45 | -8 | -
6308 | 2018 | 28710 | 13222.7383 | 146992 | 897.5003 | NC | Husky Solar | 59510 | Duke Energy Carolinas, LLC | 5416 | Cypress Creek Renewables | 61060 | Rockingham | 36.2847 | -79.5667 | 1 | 1 | SUN | SOLAR | 0.19071 | 5 |  |  | 76164 | 38302 | 8353 | 4201 | 9.1182
6309 | 2018 | 4496 | 2597.0076 | 111210 | 1778.4586 | NC | Hutchinson Farm | 59564 | Duke Energy Carolinas, LLC | 5416 | Hutchinson Solar, LLC | 59305 | Cleveland | 35.2608 | -81.5158 | 1 | 1 | SUN | SOLAR | 0.15539 | 5 |  |  | 62056 | 31208 | 6806 | 3423 | 9.1178
6310 | 2018 | 6402 | 6406.3509 | 111418 | 3572.936 | NC | HXNAir Solar One | 60209 | Virginia Electric & Power Co | 19876 | HXNAir Solar One LLC | 59978 | Halifax | 36.3487 | -77.6315 | 1 | 1 | SUN | SOLAR | 0.00683 | 5 |  |  | 2726 | 1371 | 299 | 150 | 9.1171
6311 | 2018 | 9873 | 19982.9891 | 148271 | 4948.0487 | NC | Icarus Solar | 60169 | Duke Energy Carolinas, LLC | 5416 | Sunlight Partners | 58658 | Wayne | 35.3695 | -77.8534 | 1 | 1 | SUN | SOLAR |  | 3 | [6 empty] | -
6312 | 2018 | 12414 | 17478.8403 | 111953 | 7857.8678 | NC | Iga Solar | 60170 | Duke Energy Progress - (NC) | 3046 | Sunlight Partners | 58658 | Franklin | 35.9412 | -78.2165 | 1 | 1 | SUN | SOLAR |  | 5 | [6 empty] | -
6313 | 2018 | 28704 | 2520.3903 | 115070 | 190.9675 | NC | Ingredion Winston Salem | 54618 | Duke Energy Carolinas, LLC | 5416 | Ingredion Inc - Winston Salem | 4417 | Forsyth | 36.0338 | -80.2274 | 2 | 2 | WDS | BIOMASS | 0.39929 | 8.4 | 165340.489 | 68493.563 | 165340.489 | 68493.563 | 29381 | 12171.124 | 5.6275
6314 | 2018 | 28601 | 24113.8627 | 109784 | 1253.2483 | NC | Innovative Solar 10 | 60050 | Duke Energy Progress - (NC) | 3046 | Cypress Creek Renewables | 61060 | Haywood | 35.4736 | -82.8903 | 1 | 1 | SUN | SOLAR | 0.19201 | 1.5 |  |  | 23005 | 11569 | 2523 | 1269 | 9.1181
6315 | 2018 | 11731 | 10491.8993 | 110044 | 505.9581 | NC | Innovative Solar 14, LLC | 59553 | Duke Energy Progress - (NC) | 3046 | Sustainable Power Group, LLC | 58661 | Henderson | 35.3689 | -82.3575 | 1 | 1 | SUN | SOLAR | 0.19857 | 2 |  |  | 31722 | 15953 | 3479 | 1750 | 9.1181
6316 | 2018 | 15512 | 5750.7504 | 110877 | 5749.48 | NC | Innovative Solar 15, LLC | 59554 | Duke Energy Carolinas, LLC | 5416 | Sustainable Power Group, LLC | 58661 | Rutherford | 35.3194 | -81.7642 | 1 | 1 | SUN | SOLAR | 0.1887 | 2 |  |  | 30145 | 15160 | 3306 | 1663 | 9.1183
6317 | 2018 | 11731 | 10716.4101 | 110044 | 1250.7402 | NC | Innovative Solar 16 | 60055 | Duke Energy Carolinas, LLC | 5416 | Cypress Creek Renewables | 61060 | Henderson | 35.3639 | -82.35 | 1 | 1 | SUN | SOLAR | 0.15719 | 2 |  |  | 25111 | 12628 | 2754 | 1385 | 9.118
6318 | 2018 | 15511 | 2119.0171 | 111138 | 2124.4955 | NC | Innovative Solar 18, LLC | 60051 | Duke Energy Carolinas, LLC | 5416 | Cypress Creek Renewables | 61060 | Rutherford | 35.3782 | -81.7951 | 1 | 1 | SUN | SOLAR | 0.22915 | 1.9 |  |  | 34777 | 17489 | 3814 | 1918 | 9.1182
6319 | 2018 | 4496 | 11387.4408 | 152599 | 775.8774 | NC | Innovative Solar 23 | 59670 | Duke Energy Carolinas, LLC | 5416 | SRE Utility Solar 1, LLC | 61119 | Cleveland | 35.2598 | -81.419 | 1 | 1 | SUN | SOLAR | 0.22477 | 1.9 |  |  | 34111 | 17153 | 3741 | 1881 | 9.1182
6320 | 2018 | 10014 | 1315.0151 | 152640 | 1294.6219 | NC | Innovative Solar 26, LLC | 60052 | Duke Energy Carolinas, LLC | 5416 | Cypress Creek Renewables | 61060 | Burke | 35.7097 | -81.4133 | 1 | 1 | SUN | SOLAR | 0.2187 | 1.9 |  |  | 33190 | 16691 | 3640 | 1831 | 9.1181
6321 | 2018 | 9820 | 2727.3398 | 158331 | 37.2818 | NC | Innovative Solar 31 | 60540 | Duke Energy Progress - (NC) | 3046 | Innovative Solar 31, LLC | 60304 | Bladen | 34.5394 | -78.7554 | 1 | 1 | SUN | SOLAR | 0.20527 | 35 |  |  | 573861 | 296026 | 62937 | 32466 | 9.118
6322 | 2018 | 16404 | 1910.3526 | 148439 | 1654.7912 | NC | Innovative Solar 35, LLC | 61258 | Duke Energy Progress - (NC) | 3046 | CD Global Solar Holdings, LLC | 60865 | Duplin | 35.046 | -77.825 | 1 | 1 | SUN | SOLAR | 0.22302 | 1.9 |  |  | 33846 | 17021 | 3712 | 1867 | 9.118
6323 | 2018 | 29024 | 14618.7088 | 114390 | 14592.2842 | NC | Innovative Solar 37 | 59665 | Duke Energy Carolinas, LLC | 5416 | Dominion Renewable Energy | 58468 | Anson | 34.8383 | -79.9439 | 1 | 1 | SUN | SOLAR | 0.17582 | 100 |  |  | 1404365 | 692030 | 154021 | 75897 | 9.118
6324 | 2018 | 1924 | 9390.9965 | 156317 | 3314.6179 | NC | Innovative Solar 42 | 60539 | Duke Energy Progress - (NC) | 3046 | Innovative Solar 42, LLC | 60303 | Bladen | 34.8476 | -78.8774 | 1 | 1 | SUN | SOLAR | 0.21441 | 71 |  |  | 1215905 | 645546 | 133352 | 70799 | 9.118
6325 | 2018 | 7062 | 12398.8568 | 157236 | 390.3566 | NC | Innovative Solar 43, LLC | 60149 | Duke Energy Progress - (NC) | 3046 | Cypress Creek Renewables | 61060 | Bladen | 34.53 | -78.3048 | 1 | 1 | SUN | SOLAR | 0.15608 | 50.8 |  |  | 633308 | 291565 | 69457 | 31977 | 9.118
6326 | 2018 | 15226 | 3345.6566 | 113098 | 2121.5536 | NC | Innovative Solar 44 | 59675 | Duke Energy Carolinas, LLC | 5416 | Cypress Creek Renewables | 61060 | Robeson | 34.859 | -79.108 | 1 | 1 | SUN | SOLAR | 0.19392 | 4.9 |  |  | 75897 | 38168 | 8324 | 4186 | 9.1179
6327 | 2018 | 9822 | 5974.9629 | 114053 | 1036.4992 | NC | Innovative Solar 46 | 59671 | Duke Energy Carolinas, LLC | 5416 | Cypress Creek Renewables | 61060 | Cumberland | 34.9182 | -78.9436 | 1 | 1 | SUN | SOLAR | 0.21273 | 78.5 |  |  | 1333814 | 674850 | 146284 | 74013 | 9.118
6328 | 2018 | 9852 | 8770.0043 | 158075 | 163.7467 | NC | Innovative Solar 47 | 59666 | Duke Energy Carolinas, LLC | 5416 | Innovative Solar 47, LLC | 59436 | Robeson | 34.8019 | -79.3324 | 1 | 1 | SUN | SOLAR | 0.2457 | 33.8 |  |  | 663336 | 341078 | 72750 | 37407 | 9.118
6329 | 2018 | 9852 | 9492.5862 | 146806 | 7958.0732 | NC | Innovative Solar 48 | 59667 | Duke Energy Carolinas, LLC | 5416 | Cypress Creek Renewables | 61060 | Robeson | 34.7116 | -79.3024 | 1 | 1 | SUN | SOLAR | 0.20294 | 4.9 |  |  | 79426 | 39942 | 8711 | 4381 | 9.1179
6330 | 2018 | 9873 | 3437.0765 | 148251 | 3391.8081 | NC | Innovative Solar 54 | 59669 | Duke Energy Carolinas, LLC | 5416 | John Laing US Solar Corp. | 61694 | Lenoir | 35.2137 | -77.7124 | 1 | 1 | SUN | SOLAR | 0.00169 | 50 |  |  | 6747 | 0 | 740 | 0 | -
6331 | 2018 | 9850 | 15876.9104 | 114008 | 2906.5111 | NC | Innovative Solar 55 | 59676 | Duke Energy Carolinas, LLC | 5416 | Cypress Creek Renewables | 61060 | Robeson | 34.695 | -79.216 | 1 | 1 | SUN | SOLAR | 0.07392 | 6.5 |  |  | 38379 | 19300 | 4209 | 2117 | 9.1183
6332 | 2018 | 9858 | 4055.5763 | 111949 | 4054.9623 | NC | Innovative Solar 59, LLC | 61259 | Duke Energy Progress - (NC) | 3046 | CD Global Solar Holdings, LLC | 60865 | Nash | 36.0947 | -77.9793 | 1 | 1 | SUN | SOLAR | 0.22927 | 1.9 |  |  | 34794 | 17498 | 3816 | 1919 | 9.1179
6333 | 2018 | 10129 | 9416.5089 | 145603 | 5068.5405 | NC | Innovative Solar 6 | 59542 | Duke Energy Progress - (NC) | 3046 | Cypress Creek Renewables | 61060 | Buncombe | 35.6575 | -82.7103 | 1 | 1 | SUN | SOLAR | 0.1796 | 3.6 |  |  | 51645 | 25971 | 5664 | 2848 | 9.1181
6334 | 2018 | 9858 | 2886.0082 | 111949 | 2884.1319 | NC | Innovative Solar 60, LLC | 61260 | Duke Energy Progress - (NC) | 3046 | CD Global Solar Holdings, LLC | 60865 | Nash | 36.091 | -77.992 | 1 | 1 | SUN | SOLAR | 0.23618 | 1.9 |  |  | 35841 | 18024 | 3931 | 1977 | 9.1175
6335 | 2018 | 9873 | 18010.6328 | 111961 | 199.3033 | NC | Innovative Solar 63, LLC | 60053 | Duke Energy Progress - (NC) | 3046 | Cypress Creek Renewables | 61060 | Greene | 35.3917 | -77.6204 | 1 | 1 | SUN | SOLAR | 0.19856 | 4.9 |  |  | 77714 | 39082 | 8523 | 4286 | 9.1182
6336 | 2018 | 17072 | 2336.1015 | 112759 | 2326.6534 | NC | Innovative Solar 64 | 59677 | Duke Energy Carolinas, LLC | 5416 | Cypress Creek Renewables | 61060 | Sampson | 35.041 | -78.3297 | 1 | 1 | SUN | SOLAR | 0.20233 | 4.9 |  |  | 79190 | 39824 | 8685 | 4368 | 9.118
6337 | 2018 | 29001 | 2469.594 | 114097 | 2459.1395 | NC | Innovative Solar 65 | 60398 | Duke Energy Progress - (NC) | 3046 | Cypress Creek Renewables | 61060 | Scotland | 34.7587 | -79.5 | 1 | 1 | SUN | SOLAR | 0.21035 | 4.9 |  |  | 82326 | 41401 | 9029 | 4541 | 9.118
6338 | 2018 | 17163 | 1179.896 | 148366 | 1179.8995 | NC | Innovative Solar 67 | 59678 | Duke Energy Carolinas, LLC | 5416 | John Laing US Solar Corp. | 61694 | Pender | 34.6233 | -78.0054 | 1 | 1 | SUN | SOLAR | 0.00076 | 33.3 |  |  | 2024 | 0 | 222 | 0 | -
6339 | 2018 | 9867 | 6475.1913 | 111439 | 361.9882 | NC | International Paper Co. - New Bern Mill | 50188 | Duke Energy Progress - (NC) | 3046 | International Paper Co. - New Bern Mill | 20511 | Craven | 35.212 | -77.1144 | 3 | 2 | BLQ | BIOMASS | 0.33964 | 67.8 | 1126302.519 | 444164.079 | 1126302.519 | 444164.079 | 201719.97 | 81090.017 | 5.5835
6340 | 2018 | 6687 | 3310.306 | 112685 | 418.8712 | NC | International Paper Riegelwood Mill | 54656 | Duke Energy Progress - (NC) | 3046 | International Paper Co-Riegelwood | 9210 | Columbus | 34.3533 | -78.2137 | 5 | 3 | BLQ | BIOMASS | 0.7514 | 61.5 | 2314106.384 | 838852.526 | 2314106.384 | 838852.526 | 404806.996 | 146323.264 | 5.7166
6341 | 2018 | 9412 | 13292.538 | 114328 | 1087.8367 | NC | Iredell County LFG Facility | 56962 | EnergyUnited Elec Member Corp | 21632 | Iredell Transmission LLC | 56261 | Iredell | 35.7693 | -80.826 | 2 | 2 | LFG | BIOMASS | 0.84664 | 3.2 | 251256 | 99520 | 251256 | 99520 | 23733 | 9400 | 10.5868
6342 | 2018 | 15226 | 12448.9969 | 158126 | 6922.2952 | NC | Island Grove Solar | 61531 | Lumbee River Elec Member Corp | 11291 | Cypress Creek Renewables | 61060 | Robeson | 34.7512 | -79.2116 | 1 | 1 | SUN | SOLAR |  | 2 | [6 empty] | -
6343 | 2018 | 10129 | 14324.2237 | 109882 | 5844.7111 | NC | Ivy River Hydro | 50890 | Duke Energy Progress - (NC) | 3046 | Madison Hydro Partners | 11468 | Madison | 35.7716 | -82.6183 | 6 | 6 | WAT | HYDRO |  | 1.2 | [6 empty] | -
6344 | 2018 | 9859 | 2752.9434 | 147981 | 2666.6233 | NC | Izia Solar | 60141 | Duke Energy Progress - (NC) | 3046 | Sunlight Partners | 58658 | Vance | 36.2743 | -78.3625 | 1 | 1 | SUN | SOLAR |  | 5 | [6 empty] | -
6345 | 2018 | 28954 | 4486.4487 | 148280 | 3315.6913 | NC | Jackson Solar Farm | 61292 | City of Wilson | 20785 | GCL New Energy, Inc. | 60888 | Wilson | 35.75 | -77.83 | 1 | 1 | SUN | SOLAR | 0.19211 | 10 |  |  | 153447 | 77166 | 16829 | 8463 | 9.118
6346 | 2018 | 28710 | 10945.373 | 146992 | 4556.3029 | NC | Jacob Solar | 59503 | Duke Energy Carolinas, LLC | 5416 | Cypress Creek Renewables | 61060 | Rockingham | 36.2922 | -79.6214 | 1 | 1 | SUN | SOLAR | 0.20176 | 5 |  |  | 80576 | 40520 | 8837 | 4444 | 9.118
6347 | 2018 | 10029 | 4660.3253 | 148283 | 4696.0468 | NC | Jakana Solar | 59170 | Virginia Electric & Power Co | 19876 | Jakana Solar | 58975 | Martin | 35.8753 | -77.0811 | 1 | 1 | SUN | SOLAR | 0.20438 | 5 |  |  | 81623 | 41047 | 8952 | 4502 | 9.1179
6348 | 2018 | 5608 | 3023.0038 | 146984 | 3044.2696 | NC | Jamesville Road Solar, LLC | 62329 | Virginia Electric & Power Co | 19876 | Greenbacker Renewable Energy Corporation | 60025 | Martin | 35.8454 | -76.8015 | 1 | 1 | SUN | SOLAR |  | 5 | [6 empty] | -
6349 | 2018 | 9851 | 271.8148 | 146805 | 261.2567 | NC | Jersey Holdings | 60784 | Lumbee River Elec Member Corp | 11291 | Heelstone Energy Holdings, LLC | 59462 | Robeson | 34.5643 | -79.0375 | 1 | 1 | SUN | SOLAR | 0.21717 | 5 |  |  | 86729 | 43615 | 9512 | 4783 | 9.1179
6350 | 2018 | 9488 | 17257.7827 | 148083 | 2662.5222 | NC | Jester Solar | 60290 | Duke Energy Progress - (NC) | 3046 | Cypress Creek Renewables | 61060 | Wayne | 35.3612 | -77.8861 | 1 | 1 | SUN | SOLAR |  | 5 | [6 empty] | -
6351 | 2018 | 29015 | 7189.8693 | 114311 | 4438.6252 | NC | Jordan Hydroelectric Project | 58390 | Duke Energy Carolinas, LLC | 5416 | Jordan Hydroelectric LTD PTP | 58378 | Chatham | 35.6547 | -79.0683 | 2 | 2 | WAT | HYDRO | 0.2673 | 4.4 |  |  | 93944 | 36000 | 10303 | 3948 | 9.1181
6352 | 2018 | 9859 | 6742.457 | 147981 | 6651.1145 | NC | Jordan Solar | 60164 | Duke Energy Progress - (NC) | 3046 | Sunlight Partners | 58658 | Vance | 36.2786 | -78.3171 | 1 | 1 | SUN | SOLAR |  | 5 | [6 empty] | -
6353 | 2018 | 6687 | 5676.6977 | 148370 | 5664.5593 | NC | June Solar | 60158 | Duke Energy Progress - (NC) | 3046 | Sunlight Partners | 58658 | Columbus | 34.3047 | -78.2838 | 1 | 1 | SUN | SOLAR |  | 4 | [6 empty] | -
6354 | 2018 | 2042 | 650.3311 | 111415 | 613.3007 | NC | KapStone Kraft Paper Corp | 50254 | Virginia Electric & Power Co | 19876 | KapStone Kraft Paper Corp | 55771 | Halifax | 36.4769 | -77.6414 | 3 | 1 | BLQ | BIOMASS | 0.81169 | 28.3 | 1122681.582 | 470206.21 | 1122681.582 | 470206.21 | 201223.48 | 83060.121 | 5.5793
6355 | 2018 | 28710 | 22188.0931 | 113950 | 4889.014 | NC | Katherine Solar | 58728 | Duke Energy Carolinas, LLC | 5416 | Sunlight Partners | 58658 | Alamance | 36.215 | -79.5161 | 1 | 1 | SUN | SOLAR |  | 5 | [6 empty] | -
6356 | 2018 | 6895 | 5062.5161 | 147191 | 5044.5786 | NC | Kathleen Solar | 60180 | Duke Energy Progress - (NC) | 3046 | Sol Systems | 61677 | Wake | 35.5138 | -78.8024 | 1 | 1 | SUN | SOLAR | 0.01858 | 5 |  |  | 7422 | 0 | 814 | 0 | -
6357 | 2018 | 6906 | 7884.7827 | 113507 | 1553.4412 | NC | Keen Farm | 59565 | Duke Energy Progress - (NC) | 3046 | Keen Farm, LLC | 59306 | Johnston | 35.4267 | -78.4 | 1 | 1 | SUN | SOLAR | 0.20605 | 5 |  |  | 82289 | 41382 | 9025 | 4539 | 9.1179
6358 | 2018 | 6408 | 16993.0964 | 148255 | 1918.3844 | NC | Kelford | 59527 | Virginia Electric & Power Co | 19876 | Colonial Eagle Solar, LLC | 59261 | Bertie | 36.1481 | -77.2119 | 1 | 1 | SUN | SOLAR | 0.24519 | 20 |  |  | 391690 | 196976 | 42958 | 21603 | 9.118
6359 | 2018 | 6408 | 16786.37 | 148255 | 1148.9505 | NC | Kelford | 59796 | Virginia Electric & Power Co | 19876 | Cypress Creek Renewables | 61060 | Bertie | 36.1542 | -77.2185 | 1 | 1 | SUN | SOLAR | 0.17429 | 5 |  |  | 69608 | 35005 | 7634 | 3839 | 9.1182
6360 | 2018 | 28766 | 9391.7651 | 111430 | 9340.019 | NC | Kelly Solar, LLC | 61219 | Duke Energy Progress - (NC) | 3046 | Soltage LLC | 60163 | Vance | 36.3912 | -78.449 | 1 | 1 | SUN | SOLAR | 0.07584 | 5 |  |  | 30290 | 18614 | 3322 | 2041 | 9.118
6361 | 2018 | 9870 | 7154.9434 | 148443 | 7136.9885 | NC | Kenansville | 59051 | Duke Energy Carolinas, LLC | 5416 | Sustainable Power Group, LLC | 58661 | Duplin | 34.96 | -78.04 | 1 | 1 | SUN | SOLAR | 0.19846 | 2 |  |  | 31704 | 15944 | 3477 | 1749 | 9.1182
6362 | 2018 | 9871 | 8038.5413 | 112255 | 8021.7299 | NC | Kenansville Solar 2, LLC | 58803 | Duke Energy Carolinas, LLC | 5416 | Cypress Creek Renewables | 61060 | Duplin | 34.9578 | -77.9817 | 1 | 1 | SUN | SOLAR | 0.2004 | 2 |  |  | 32015 | 16100 | 3511 | 1766 | 9.1185
6363 | 2018 | 9871 | 9434.5874 | 112255 | 9417.6854 | NC | Kenansville Solar Farm, LLC | 58840 | Duke Energy Carolinas, LLC | 5416 | SRE Utility Solar 1, LLC | 61119 | Duplin | 34.97 | -77.9761 | 9 | 9 | SUN | SOLAR | 0.18744 | 4.5 |  |  | 67372.002 | 33881.004 | 7389 | 3716.001 | 9.1179
6364 | 2018 | 9870 | 400.3026 | 112259 | 399.8162 | NC | Kennedy Solar, LLC | 60397 | Duke Energy Progress - (NC) | 3046 | Cypress Creek Renewables | 61060 | Duplin | 35.0123 | -78.0922 | 1 | 1 | SUN | SOLAR | 0.21275 | 4.9 |  |  | 83266 | 41874 | 9132 | 4592 | 9.118
6365 | 2018 | 16911 | 6872.4653 | 111428 | 2223.0475 | NC | Kenneth Solar | 59507 | Duke Energy Progress - (NC) | 3046 | Cypress Creek Renewables | 61060 | Warren | 36.4338 | -78.1526 | 1 | 1 | SUN | SOLAR | 0.18341 | 3 |  |  | 43949 | 22102 | 4820 | 2424 | 9.118
6366 | 2018 | 4517 | 14688.4467 | 162781 | 512.0277 | NC | Kings Mountain Energy Center | 59325 | Duke Energy Carolinas, LLC | 5416 | NTE Carolinas, LLC | 59123 | Cleveland | 35.2025 | -81.3631 | 1 | 2 | NG | GAS | 0.26998 | 543.9 | 6744474 | 2764862 | 6744474 | 2764862 | 1286325 | 691812 | 5.2432
6367 | 2018 | 9873 | 16395.1702 | 111960 | 2345.6345 | NC | Kinston | 59125 | Duke Energy Progress - (NC) | 3046 | Kinston Solar LLC | 58923 | Lenoir | 35.3706 | -77.6083 | 1 | 1 | SUN | SOLAR | 0.2089 | 2 |  |  | 33372 | 16782 | 3660 | 1841 | 9.118
6368 | 2018 | 9484 | 2052.2491 | 148472 | 2032.5187 | NC | Kinston Davis Farm | 61090 | Duke Energy Progress - (NC) | 3046 | Kinston Davis Farm, LLC | 60704 | Lenoir | 35.2184 | -77.6426 | 1 | 1 | SUN | SOLAR | 0.20055 | 5 |  |  | 80092 | 40277 | 8784 | 4417 | 9.1179
6369 | 2018 | 6679 | 3028.0706 | 111963 | 1747.87 | NC | Kinston Solar | 59832 | Duke Energy Progress - (NC) | 3046 | Cypress Creek Renewables | 61060 | Lenoir | 35.3514 | -77.4723 | 1 | 1 | SUN | SOLAR | 0.20194 | 5 |  |  | 80649 | 40557 | 8845 | 4448 | 9.118
6370 | 2018 | 9870 | 4757.5367 | 148444 | 2033.8167 | NC | Kirkwall Holdings | 58791 | Duke Energy Carolinas, LLC | 5416 | Cypress Creek Renewables | 61060 | Duplin | 34.9889 | -78.1375 | 1 | 1 | SUN | SOLAR | 0.20993 | 5 |  |  | 83838 | 42162 | 9195 | 4624 | 9.1178
6371 | 2018 | 10124 | 42.0603 | 111306 | 98.1209 | NC | Kitty Hawk | 2757 | Virginia Electric & Power Co | 19876 | Virginia Electric & Power Co | 19876 | Dare | 36.0667 | -75.6997 | 2 | 2 | DFO | OIL |  | 47.6 | [6 empty] | -
6372 | 2018 | 6890 | 10163.3834 | 162460 | 11236.2441 | NC | Kojak Farm | 60578 | Duke Energy Progress - (NC) | 3046 | Kojak Farm, LLC | 60344 | Nash | 35.7991 | -78.1022 | 1 | 1 | SUN | SOLAR | 0.20148 | 5 |  |  | 80466 | 40465 | 8825 | 4438 | 9.118
6373 | 2018 | 28666 | 110.3112 | 112275 | 78.3702 | NC | L V Sutton | 2713 | Duke Energy Progress - (NC) | 3046 | Duke Energy Progress - (NC) | 3046 | New Hanover | 34.2831 | -77.9853 | 4 | 11 | NG | GAS | 0.25771 | 1613.9 | 27361354 | 12635852 | 27361354 | 12635852 | 3643455 | 1716383 | 7.5097
6374 | 2018 | 4496 | 3361.2213 | 111313 | 1377.9489 | NC | Lafayette Solar I, LLC | 60105 | Duke Energy Carolinas, LLC | 5416 | SRE Utility Solar 1, LLC | 61119 | Cleveland | 35.2324 | -81.5642 | 1 | 1 | SUN | SOLAR | 0.19064 | 2 |  |  | 30453 | 15315 | 3340 | 1680 | 9.1177
6375 | 2018 | 15662 | 21386.4365 | 110863 | 92.8268 | NC | Lake Lure | 2773 | Duke Energy Carolinas, LLC | 5416 | Lake Lure Town of | 10604 | Rutherford | 35.4259 | -82.184 | 2 | 2 | WAT | HYDRO | 0.33378 | 3.6 |  |  | 95979 | 36780 | 10526 | 4034 | 9.1183
6376 | 2018 | 28954 | 2772.3617 | 155930 | 2399.8513 | NC | Lake Solar Center LLC | 59161 | Duke Energy Progress - (NC) | 3046 | Coronal Development Services | 58695 | Wilson | 35.8039 | -77.8739 | 1 | 1 | SUN | SOLAR |  | 5 | [6 empty] | -
6377 | 2018 | 29477 | 3297.1856 | 114706 | 37.8381 | NC | Landis Delivery No 2 | 56551 | Town of Landis - (NC) | 10669 | North Carolina Mun Power Agny #1 | 13630 | Rowan | 35.542 | -80.6123 | 1 | 1 | DFO | OIL | 0 | 2.2 | 62 | 0 | 62 | 0 | -43 | -8 | -
6378 | 2018 | 6661 | 4457.9616 | 112690 | 3825.7401 | NC | Lane Solar | 62104 | Duke Energy Progress - (NC) | 3046 | Lane Solar Farm LLC | 61642 | Wayne | 35.395 | -78.051 | 1 | 1 | SUN | SOLAR | 0.0479 | 5 |  |  | 19129 | 5461 | 2098 | 599 | 9.1177
6379 | 2018 | 6906 | 7532.9687 | 147988 | 1320.6804 | NC | Langdon Solar Farm, LLC | 60538 | Duke Energy Progress - (NC) | 3046 | Langdon Solar Farm, LLC | 60298 | Johnston | 35.4473 | -78.4135 | 1 | 1 | SUN | SOLAR | 0.20436 | 5 |  |  | 81615 | 41043 | 8951 | 4501 | 9.118
6380 | 2018 | 10002 | 181.1091 | 111481 | 162.5138 | NC | Langley PV1 | 59158 | Duke Energy Progress - (NC) | 3046 | Ecoplexus, Inc | 58970 | Wilson | 35.8019 | -77.8489 | 1 | 1 | SUN | SOLAR | 0.22155 | 5 |  |  | 88481 | 44496 | 9704 | 4880 | 9.118
6381 | 2018 | 16404 | 17229.7811 | 148437 | 1484.1708 | NC | Lanier Solar | 59486 | Duke Energy Carolinas, LLC | 5416 | Cypress Creek Renewables | 61060 | Duplin | 34.8989 | -77.8089 | 1 | 1 | SUN | SOLAR | 0.21447 | 4.9 |  |  | 83940 | 42212 | 9206 | 4630 | 9.118
6382 | 2018 | 9846 | 622.5257 | 148352 | 630.0252 | NC | Laurinburg Farm | 61091 | Duke Energy Carolinas, LLC | 5416 | Laurinburg Farm, LLC | 60705 | Scotland | 34.7644 | -79.443 | 1 | 1 | SUN | SOLAR | 0.21295 | 5 |  |  | 85044 | 42767 | 9327 | 4690 | 9.118
6383 | 2018 | 9846 | 857.4846 | 148352 | 872.5 | NC | Laurinburg Solar | 59833 | Duke Energy Progress - (NC) | 3046 | Cypress Creek Renewables | 61060 | Scotland | 34.7565 | -79.4302 | 1 | 1 | SUN | SOLAR | 0.20671 | 5 |  |  | 82553 | 41515 | 9054 | 4553 | 9.1178
6384 | 2018 | 9852 | 10253.0051 | 146806 | 7269.4409 | NC | Laurinburg Solar, LLC (Heelstone) | 60200 | Duke Energy Progress - (NC) | 3046 | SRE Utility Solar 1, LLC | 61119 | Robeson | 34.7076 | -79.2954 | 1 | 1 | SUN | SOLAR | 0.2282 | 2 |  |  | 36454 | 18332 | 3998 | 2011 | 9.1181
6385 | 2018 | 6651 | 10295.2614 | 148259 | 11310.2843 | NC | Leggett Solar, LLC | 60783 | Virginia Electric & Power Co | 19876 | Cypress Creek Renewables | 61060 | Edgecombe | 36.058 | -77.623 | 1 | 1 | SUN | SOLAR | 0.22644 | 5 |  |  | 90432 | 45477 | 9918 | 4988 | 9.118
6386 | 2018 | 9873 | 10322.1237 | 158078 | 6545.2314 | NC | Lenoir Farm | 58333 | Duke Energy Progress - (NC) | 3046 | Lenoir Farm LLC | 58319 | Lenoir | 35.3317 | -77.6664 | 1 | 1 | SUN | SOLAR | 0.19059 | 5 |  |  | 76117 | 38279 | 8348 | 4198 | 9.118
6387 | 2018 | 6679 | 3318.7974 | 111963 | 2001.333 | NC | Lenoir Farm 2 | 58334 | Duke Energy Progress - (NC) | 3046 | Lenoir Farm 2 LLC | 58320 | Lenoir | 35.35 | -77.475 | 1 | 1 | SUN | SOLAR | 0.18477 | 5 |  |  | 73793 | 37109 | 8093 | 4070 | 9.1181
6388 | 2018 | 6408 | 17592.4755 | 148255 | 2681.4416 | NC | Lewiston Solar | 59174 | Virginia Electric & Power Co | 19876 | Lewiston Solar LLC | 58980 | Bertie | 36.1411 | -77.2111 | 1 | 1 | SUN | SOLAR | 0.20388 | 5 |  |  | 81422 | 40946 | 8930 | 4491 | 9.1178
6389 | 2018 | 6954 | 7193.625 | 114885 | 134.4645 | NC | Lexington | 56261 | City of Lexington - (NC) | 10966 | North Carolina Mun Power Agny #1 | 13630 | Davidson | 35.7736 | -80.2594 | 2 | 2 | DFO | OIL | 0 | 3.6 | 98 | 18 | 98 | 18 | -60 | -11 | -1.6333
6390 | 2018 | 6954 | 8277.0785 | 114878 | 1860.3997 | NC | Lexington Health Center | 56067 | City of Lexington - (NC) | 10966 | North Carolina Mun Power Agny #1 | 13630 | Davidson | 35.8309 | -80.2422 | 1 | 1 | DFO | OIL | 0 | 1.8 | 56 | 0 | 56 | 0 | -35 | -6 | -
6391 | 2018 | 6954 | 5709.2356 | 114877 | 10.4074 | NC | Lexington Hickory Street | 56066 | City of Lexington | 10966 | North Carolina Mun Power Agny #1 | 13630 | Davidson | 35.8075 | -80.2653 | 1 | 1 | DFO | OIL |  | 1.8 | [6 empty] | -
6392 | 2018 | 6900 | 9454.8849 | 147423 | 6006.0723 | NC | Lillington Solar | 59921 | Duke Energy Progress - (NC) | 3046 | Soltage LLC | 60163 | Harnett | 35.368 | -78.801 | 1 | 1 | SUN | SOLAR | 0.17434 | 5 |  |  | 69625 | 35014 | 7636 | 3840 | 9.118
6393 | 2018 | 4099 | 164.8438 | 152861 | 152.8447 | NC | Lincoln | 7277 | Duke Energy Carolinas, LLC | 5416 | Duke Energy Carolinas, LLC | 5416 | Lincoln | 35.4317 | -81.0347 | 16 | 16 | DFO | OIL | 0.00537 | 1753.6 | 1104609 | 176539 | 1104609 | 176539 | 82484 | 10499.008 | 13.3918
6394 | 2018 | 15511 | 1231.8243 | 153936 | 1141.6235 | NC | Lincoln Solar, LLC (NC) | 60399 | Duke Energy Carolinas, LLC | 5416 | Cypress Creek Renewables | 61060 | Rutherford | 35.3795 | -81.8176 | 1 | 1 | SUN | SOLAR | 0.21841 | 4.9 |  |  | 85481 | 42988 | 9375 | 4715 | 9.118
6395 | 2018 | 15630 | 14850.4742 | 155681 | 1576.9129 | NC | Lincolnton High School | 56341 | City of Lincolnton - (NC) | 11035 | North Carolina Mun Power Agny #1 | 13630 | Lincoln | 35.4774 | -81.2623 | 1 | 1 | DFO | OIL | 0.00228 | 1.8 | 707 | 131 | 707 | 131 | 36 | 7 | 19.6389
6396 | 2018 | 14626 | 19138.4684 | 114900 | 757.9493 | NC | Little River PV 1 | 59521 | Duke Energy Carolinas, LLC | 5416 | Ecoplexus, Inc | 58970 | Randolph | 35.5389 | -79.8042 | 1 | 1 | SUN | SOLAR | 0.19342 | 5 |  |  | 77246 | 38847 | 8472 | 4260 | 9.1178
6397 | 2018 | 6679 | 7924.0581 | 111965 | 7972.9548 | NC | Littlefield Solar Center LLC | 58809 | Duke Energy Progress - (NC) | 3046 | SRE Utility Solar 1, LLC | 61119 | Pitt | 35.4339 | -77.4381 | 1 | 1 | SUN | SOLAR | 0.19662 | 5 |  |  | 78523 | 39488 | 8612 | 4331 | 9.1179
6398 | 2018 | 29015 | 4820.9214 | 114311 | 4290.3337 | NC | Lockville Hydropower | 10051 | Duke Energy Progress - (NC) | 3046 | Brooks Energy, LLC | 49753 | Chatham | 35.6184 | -79.0912 | 2 | 2 | WAT | HYDRO | 0.03225 | 1.2 |  |  | 3091 | 1184 | 339 | 130 | 9.118
6399 | 2018 | 4517 | 9033.0116 | 150334 | 1063.5518 | NC | Long Creek Waste Water Plant | 57630 | City of Gastonia - (NC) | 7027 | Gastonia City of | 56960 | Gaston | 35.3119 | -81.1414 | 3 | 3 | DFO | OIL | 0.0051 | 5.1 | 2001.999 | 939.999 | 2001.999 | 939.999 | 228 | 102 | 8.7807
6400 | 2018 | 6681 | 3331.7037 | 148245 | 303.6549 | NC | Long Farm 46 Solar, LLC | 60208 | Virginia Electric & Power Co | 19876 | Long Farm 46 Solar, LLC | 59996 | Northampton | 36.467 | -77.618 | 1 | 1 | SUN | SOLAR | 0.17751 | 5 |  |  | 70893 | 35651 | 7775 | 3910 | 9.1181
6401 | 2018 | 9488 | 14256.3347 | 162476 | 469.1237 | NC | Long Henry Solar | 61347 | Tri-County Elec Member Corp | 18956 | Cypress Creek Renewables | 61060 | Wayne | 35.1953 | -77.8951 | 1 | 1 | SUN | SOLAR | 0.2242 | 2 |  |  | 35814 | 18010 | 3928 | 1975 | 9.1176
6402 | 2018 | 340 | 11353.5559 | 148038 | 8585.5018 | NC | Longleaf Solar | 60173 | Duke Energy Progress - (NC) | 3046 | Sunlight Partners | 58658 | Johnston | 35.4316 | -78.2402 | 1 | 1 | SUN | SOLAR |  | 5 | [6 empty] | -
6403 | 2018 | 29021 | 8913.2401 | 114331 | 63.6496 | NC | Lookout Shoals | 2726 | Duke Energy Carolinas, LLC | 5416 | Duke Energy Carolinas, LLC | 5416 | Iredell | 35.7575 | -81.0894 | 3 | 3 | WAT | HYDRO | 0.72089 | 25.8 |  |  | 1485567.999 | 569280.999 | 162927 | 62435.001 | 9.118
6404 | 2018 | 4496 | 10601.099 | 111209 | 1738.5652 | NC | Lux Solar, LLC | 61284 | Duke Energy Carolinas, LLC | 5416 | Cypress Creek Renewables | 61060 | Cleveland | 35.2411 | -81.4294 | 1 | 1 | SUN | SOLAR | 0.22483 | 2 |  |  | 35917 | 18062 | 3939 | 1981 | 9.1183
6405 | 2018 | 15630 | 6802.5531 | 110962 | 282.9743 | NC | Maiden Community Center | 56342 | Town of Maiden - (NC) | 11515 | North Carolina Mun Power Agny #1 | 13630 | Catawba | 35.5772 | -81.2081 | 1 | 1 | DFO | OIL | 0.0026 | 1.8 | 732 | 137 | 732 | 137 | 41 | 7 | 17.8537
6406 | 2018 | 15632 | 9559.3604 | 110963 | 2897.2493 | NC | Maiden Creek Solar Power Plant | 62668 | Duke Energy Carolinas, LLC | 5416 | Duke Energy Carolinas, LLC | 5416 | Catawba | 35.593 | -81.167 | 1 | 1 | SUN | SOLAR |  | 69.3 | [6 empty] | -
6407 | 2018 | 15630 | 5554.2764 | 110961 | 171.8683 | NC | Maiden Finger Street | 56065 | Maiden Town of | 11515 | North Carolina Mun Power Agny #1 | 13630 | Catawba | 35.5753 | -81.2278 | 1 | 1 | DFO | OIL |  | 1.8 | [6 empty] | -
6408 | 2018 | 1575 | 20820.2332 | 147003 | 2304.9401 | NC | Manning PV 1 | 59520 | Duke Energy Carolinas, LLC | 5416 | Ecoplexus, Inc | 58970 | Alamance | 36.1192 | -79.5214 | 1 | 1 | SUN | SOLAR | 0.00986 | 5 |  |  | 3939 | 0 | 432 | 0 | -
6409 | 2018 | 28719 | 895.7966 | 147206 | 739.7827 | NC | Manway Solar Farm | 59575 | Duke Energy Progress - (NC) | 3046 | Manway Solar, LLC | 59320 | Bladen | 34.7458 | -78.4294 | 1 | 1 | SUN | SOLAR | 0.18107 | 5 |  |  | 72315 | 36366 | 7931 | 3988 | 9.118
6410 | 2018 | 4099 | 8142.8298 | 112728 | 1830.8722 | NC | Mariposa Solar Center LLC | 59162 | Duke Energy Carolinas, LLC | 5416 | Heelstone Energy Holdings, LLC | 59462 | Gaston | 35.3739 | -81.0869 | 1 | 1 | SUN | SOLAR | 0.21162 | 5 |  |  | 84513 | 42501 | 9269 | 4661 | 9.1178
6411 | 2018 | 28710 | 1082.6788 | 113954 | 994.0704 | NC | Market Farm | 59105 | Duke Energy Carolinas, LLC | 5416 | Market Farm LLC | 58911 | Rockingham | 36.3903 | -79.6472 | 1 | 1 | SUN | SOLAR | 0.1939 | 4.9 |  |  | 75888 | 38163 | 8323 | 4186 | 9.1179
6412 | 2018 | 6669 | 169.1396 | 152722 | 180.3494 | NC | Marshall | 2727 | Duke Energy Carolinas, LLC | 5416 | Duke Energy Carolinas, LLC | 5416 | Catawba | 35.5975 | -80.9658 | 4 | 4 | BIT | COAL | 0.45717 | 2119 | 84831098 | 39283794 | 84831098 | 39283794 | 8486270 | 3907809 | 9.9963
6413 | 2018 | 10129 | 11417.7417 | 109894 | 3937.9727 | NC | Marshall Dam | 2710 | Duke Energy Progress - (NC) | 3046 | Duke Energy Progress - (NC) | 3046 | Madison | 35.7025 | -82.7106 | 2 | 2 | WAT | HYDRO | 0.01854 | 5 |  |  | 7403 | 2837 | 812 | 311 | 9.117
6414 | 2018 | 15782 | 16360.1231 | 114406 | 587.6071 | NC | Marshville Farm | 58335 | Duke Energy Carolinas, LLC | 5416 | Marshville Farm LLC | 58321 | Union | 34.9889 | -80.3836 | 1 | 1 | SUN | SOLAR | 0.15984 | 5 |  |  | 63836 | 32102 | 7001 | 3521 | 9.1181
6415 | 2018 | 9859 | 842.4907 | 147981 | 779.5771 | NC | Martin Creek Farm LLC | 59124 | Duke Energy Progress - (NC) | 3046 | Martin Creek Farm LLC | 58924 | Vance | 36.2864 | -78.3861 | 1 | 1 | SUN | SOLAR | 0.2011 | 3 |  |  | 48189 | 24234 | 5285 | 2658 | 9.1181
6416 | 2018 | 13721 | 77788.5802 | 145812 | 3365.9044 | NC | Martins Creek Solar NC, LLC | 57461 | Blue Ridge Mountain EMC - (GA) | 1891 | Martins Creek Solar NC, LLC | 56779 | Cherokee | 35.0204 | -84.0157 | 1 | 1 | SUN | SOLAR | 0.13071 | 1 |  |  | 10441 | 5250 | 1145 | 576 | 9.1188
6417 | 2018 | 9868 | 11056.9794 | 111447 | 9654.0324 | NC | Mason Solar Center LLC | 59165 | Duke Energy Progress - (NC) | 3046 | Coronal Development Services | 58695 | Pitt | 35.555 | -77.1911 | 1 | 1 | SUN | SOLAR |  | 15.3 | [6 empty] | -
6418 | 2018 | 9852 | 8322.8486 | 148350 | 7183.0697 | NC | Maxton Solar, LLC | 60416 | Duke Energy Progress - (NC) | 3046 | Cypress Creek Renewables | 61060 | Robeson | 34.7147 | -79.3146 | 1 | 1 | SUN | SOLAR | 0.21892 | 4.9 |  |  | 85682 | 43088 | 9397 | 4726 | 9.118
6419 | 2018 | 6969 | 510.259 | 111323 | 505.6035 | NC | Mayberry Solar LLC | 57321 | Duke Energy Carolinas, LLC | 5416 | Mayberry Solar LLC | 56663 | Surry | 36.4767 | -80.6011 | 1 | 1 | SUN | SOLAR | 0.13661 | 1.2 |  |  | 13093 | 6584 | 1436 | 722 | 9.1177
6420 | 2018 | 1834 | 433.3333 | 146945 | 426.1555 | NC | Mayo | 6250 | Duke Energy Progress - (NC) | 3046 | Duke Energy Progress - (NC) | 3046 | Person | 36.5278 | -78.8917 | 2 | 1 | BIT | COAL | 0.22307 | 763.2 | 18565644 | 8846545 | 18565644 | 8846545 | 1491333 | 675135 | 12.449
6421 | 2018 | 10029 | 5060.8395 | 148283 | 5057.472 | NC | MC1 Solar | 60395 | Virginia Electric & Power Co | 19876 | MC1 Solar Farm, LLC | 60190 | Martin | 35.8748 | -77.1397 | 1 | 1 | SUN | SOLAR | 0.20589 | 5 |  |  | 82226 | 41350 | 9018 | 4535 | 9.118
6422 | 2018 | 9849 | 1441.4365 | 113103 | 1439.4081 | NC | McCallum Farm | 58350 | Duke Energy Progress - (NC) | 3046 | McCallum Farm LLC | 58336 | Robeson | 34.5439 | -79.3 | 1 | 1 | SUN | SOLAR | 0.19345 | 5 |  |  | 77257 | 38851 | 8473 | 4261 | 9.118
6423 | 2018 | 10029 | 2408.8066 | 148283 | 2438.7221 | NC | McCaskey Solar Farm, LLC | 58804 |  | -9999 | Argand Energy Solutions, LLC | 58694 | Martin | 35.8594 | -77.0992 | 8 | 8 | SUN | SOLAR |  | 2.4 | [6 empty] | -
6424 | 2018 | 15226 | 8089.5211 | 113098 | 7389.0666 | NC | McGoogan Farm, LLC | 60779 | Duke Energy Progress - (NC) | 3046 | McGoogan Farm, LLC | 60465 | Robeson | 34.8887 | -79.0627 | 1 | 1 | SUN | SOLAR | 0.215 | 5 |  |  | 85865 | 43180 | 9417 | 4736 | 9.1181
6425 | 2018 | 13956 | 1200.496 | 162784 | 334.2076 | NC | McGrigor Farm Solar | 60440 | Duke Energy Progress - (NC) | 3046 | Carolina Solar Energy LLC | 58508 | Sampson | 35.0198 | -78.3501 | 1 | 1 | SUN | SOLAR |  | 5 | [6 empty] | -
6426 | 2018 | 6646 | 518.2894 | 110992 | 517.1526 | NC | McGuire | 6038 | Duke Energy Carolinas, LLC | 5416 | Duke Energy Carolinas, LLC | 5416 | Mecklenburg | 35.4331 | -80.9486 | 2 | 2 | NUC | NUCLEAR | 0.92902 | 2440.6 |  |  | 207650945 | 85420638 | 19862068 | 8170589 | 10.4546
6427 | 2018 | 7089 | 619.206 | 147256 | 648.4802 | NC | McKenzie Farm | 58853 | Duke Energy Progress - (NC) | 3046 | McKenzie Farm LLC | 58728 | Columbus | 34.3239 | -78.6919 | 1 | 1 | SUN | SOLAR | 0.18484 | 5 |  |  | 73820 | 37123 | 8096 | 4071 | 9.1181
6428 | 2018 | 29001 | 2786.4635 | 114097 | 2751.9346 | NC | McLean Homestead | 60020 | Duke Energy Progress - (NC) | 3046 | McLean Homestead, LLC | 59761 | Scotland | 34.7819 | -79.4978 | 1 | 1 | SUN | SOLAR |  | 4.9 | [6 empty] | -
6429 | 2018 | 28700 | 7561.6776 | 114697 | 2862.642 | NC | Meadowbrook Solar Farm | 59936 | Duke Energy Carolinas, LLC | 5416 | Cypress Creek Renewables | 61060 | Rowan | 35.5554 | -80.3859 | 1 | 1 | SUN | SOLAR | 0.20774 | 5 |  |  | 82964 | 41722 | 9099 | 4576 | 9.1179
6430 | 2018 | 10029 | 1910.0437 | 148283 | 1873.7985 | NC | Meadows PV 1 | 59513 | Virginia Electric & Power Co | 19876 | Fresh Air Energy XVIII, LLC | 59263 | Martin | 35.8369 | -77.1269 | 1 | 1 | SUN | SOLAR | 0.19567 | 20 |  |  | 312584 | 157194 | 34282 | 17240 | 9.118
6431 | 2018 | 9859 | 5348.885 | 147981 | 5286.21 | NC | Melinda Solar | 59502 | Duke Energy Progress - (NC) | 3046 | Cypress Creek Renewables | 61060 | Vance | 36.2487 | -78.3475 | 1 | 1 | SUN | SOLAR | 0.18833 | 5 |  |  | 75214 | 37825 | 8249 | 4148 | 9.118
6432 | 2018 | 10707 | 1286.1391 | 112014 | 1294.7022 | NC | Meriwether Farm | 60579 | Duke Energy Progress - (NC) | 3046 | Meriwether Farm, LLC | 60345 | Granville | 36.2889 | -78.6046 | 1 | 1 | SUN | SOLAR | 0.21009 | 5 |  |  | 83903 | 42193 | 9202 | 4628 | 9.1179
6433 | 2018 | 10129 | 1096.1208 | 110542 | 810.3101 | NC | Metropolitan Sewerage District | 10181 | Duke Energy Progress - (NC) | 3046 | Metropolitan Sewerage District | 12374 | Buncombe | 35.6497 | -82.5992 | 3 | 3 | WAT | HYDRO | 0.38432 | 2.4 |  |  | 73674 | 26880.999 | 8079.999 | 2948.001 | 9.1181
6434 | 2018 | 7557 | 6211.0828 | 147679 | 5010.3239 | NC | Mile Farm | 58336 | Duke Energy Progress - (NC) | 3046 | Mile Farm LLC | 58322 | Durham | 36.2306 | -78.9496 | 1 | 1 | SUN | SOLAR | 0.19285 | 5 |  |  | 77019 | 38731 | 8447 | 4248 | 9.1179
6435 | 2018 | 28990 | 1299.8233 | 112292 | 1268.9951 | NC | Mill Pond Solar Farm, LLC | 61196 | Duke Energy Progress - (NC) | 3046 | Soltage LLC | 60163 | Columbus | 34.3071 | -78.7015 | 1 | 1 | SUN | SOLAR | 0.1874 | 5 |  |  | 74841 | 37636 | 8208 | 4128 | 9.1181
6436 | 2018 | 5608 | 3114.3442 | 146984 | 3125.137 | NC | Mill Pond Solar, LLC | 62328 | Virginia Electric & Power Co | 19876 | Greenbacker Renewable Energy Corporation | 60025 | Martin | 35.8294 | -76.7908 | 1 | 1 | SUN | SOLAR |  | 5 | [6 empty] | -
6437 | 2018 | 6940 | 1489.3834 | 156381 | 989.7359 | NC | MILL SOLAR 1 | 61160 | Duke Energy Progress - (NC) | 3046 | MILL SOLAR 1 LLC | 60777 | Iredell | 35.575 | -80.821 | 1 | 1 | SUN | SOLAR | 0.10135 | 1.4 |  |  | 11334 | 5700 | 1243 | 625 | 9.1183
6438 | 2018 | 10875 | 6538.0832 | 114913 | 3268.965 | NC | Millikan Farm | 59576 | Duke Energy Carolinas, LLC | 5416 | Cypress Creek Renewables | 61060 | Randolph | 35.8177 | -79.7711 | 1 | 1 | SUN | SOLAR | 0.21489 | 5 |  |  | 85819 | 43158 | 9412 | 4733 | 9.118
6439 | 2018 | 29024 | 1467.0809 | 114390 | 1354.7179 | NC | Mills Anson Farm | 61093 | Duke Energy Progress - (NC) | 3046 | Mills Anson Farm, LLC | 60706 | Anson | 34.9681 | -79.9358 | 1 | 1 | SUN | SOLAR | 0.19811 | 5 |  |  | 79119 | 39788 | 8677 | 4364 | 9.1182
6440 | 2018 | 10058 | 28887.2656 | 158296 | 5698.6446 | NC | Milo Solar | 58739 | Duke Energy Carolinas, LLC | 5416 | Milo Solar LLC | 59911 | Alamance | 36.1489 | -79.3489 | 1 | 1 | SUN | SOLAR | 0.20057 | 3 |  |  | 48063 | 24170 | 5271 | 2651 | 9.1184
6441 | 2018 | 6696 | 24466.195 | 114748 | 3680.1123 | NC | Minnie Solar | 58740 | Duke Energy Carolinas, LLC | 5416 | Minnie Solar LLC | 59913 | Alamance | 35.9481 | -79.3619 | 1 | 1 | SUN | SOLAR | 0.18961 | 3 |  |  | 45435 | 22849 | 4983 | 2506 | 9.118
6442 | 2018 | 15692 | 17203.7774 | 114423 | 466.395 | NC | Misenheimer Farm | 59577 | Duke Energy Carolinas, LLC | 5416 | Misenheimer Farm, LLC | 59322 | Stanly | 35.4686 | -80.2936 | 1 | 1 | SUN | SOLAR | 0.19292 | 5 |  |  | 77047 | 38745 | 8450 | 4249 | 9.118
6443 | 2018 | 13721 | 69257.2533 | 144709 | 6119.3554 | NC | Mission | 2746 | Duke Energy Carolinas, LLC | 5416 | Duke Energy Carolinas, LLC | 5416 | Clay | 35.0647 | -83.9258 | 3 | 3 | WAT | HYDRO | 0.3417 | 1.8 |  |  | 49128 | 18825.999 | 5388 | 2064.999 | 9.118
6444 | 2018 | 4473 | 18089.5253 | 150367 | 1639.0983 | NC | Mocksville Farm | 58313 | Duke Energy Progress - (NC) | 3046 | Mocksville Lessee LLC | 58281 | Davie | 35.8786 | -80.5419 | 1 | 1 | SUN | SOLAR | 0.1984 | 5 |  |  | 79235 | 39846 | 8690 | 4370 | 9.118
6445 | 2018 | 4473 | 12553.8249 | 150351 | 3160.0519 | NC | Mocksville Solar | 59570 | Duke Energy Carolinas, LLC | 5416 | Duke Energy Carolinas, LLC | 5416 | Davie | 35.8339 | -80.5744 | 1 | 1 | SUN | SOLAR | 0.19072 | 15.4 |  |  | 234597 | 117975 | 25729 | 12939 | 9.118
6446 | 2018 | 10029 | 1371.7916 | 148283 | 1383.2855 | NC | Modlin Solar Farm | 60417 | Virginia Electric & Power Co | 19876 | Cypress Creek Renewables | 61060 | Martin | 35.8503 | -77.1102 | 1 | 1 | SUN | SOLAR | 0.21645 | 4.9 |  |  | 84714 | 42602 | 9291 | 4672 | 9.1179
6447 | 2018 | 6650 | 2668.0941 | 114310 | 2670.4316 | NC | Moncure Farm LLC | 59123 | Duke Energy Progress - (NC) | 3046 | Moncure Farm LLC | 58925 | Chatham | 35.5683 | -79.0325 | 1 | 1 | SUN | SOLAR | 0.22409 | 3 |  |  | 53697 | 27004 | 5889 | 2961 | 9.1182
6448 | 2018 | 15782 | 5235.9256 | 114412 | 187.0984 | NC | Monroe Generating Station | 57505 | City of Monroe - (NC) | 12801 | North Carolina Mun Power Agny #1 | 13630 | Union | 34.9858 | -80.506 | 2 | 2 | NG | GAS | 0.01955 | 30 | 72379 | 32352 | 72379 | 32352 | 5138 | 2297 | 14.087
6449 | 2018 | 15782 | 3004.4046 | 114408 | 2122.1204 | NC | Monroe Middle School | 56343 | City of Monroe - (NC) | 12801 | North Carolina Mun Power Agny #1 | 13630 | Union | 34.9733 | -80.54 | 1 | 1 | DFO | OIL | 0.0026 | 1.8 | 751 | 143 | 751 | 143 | 41 | 7 | 18.3171
6450 | 2018 | 15782 | 4267.012 | 154121 | 3215.6138 | NC | Monroe Moore Farm | 59578 | Duke Energy Carolinas, LLC | 5416 | Heelstone Energy Holdings, LLC | 59462 | Union | 34.9719 | -80.6019 | 1 | 1 | SUN | SOLAR | 0.19986 | 5 |  |  | 79819 | 40140 | 8754 | 4402 | 9.118
6451 | 2018 | 15782 | 9039.9405 | 157235 | 766.0592 | NC | Monroe Solar Facility | 60383 | Duke Energy Carolinas, LLC | 5416 | Duke Energy Carolinas, LLC | 5416 | Union | 34.9299 | -80.6256 | 1 | 1 | SUN | SOLAR | 0.17705 | 60 |  |  | 848521 | 408541 | 93060 | 44806 | 9.118
6452 | 2018 | 14626 | 2803.3004 | 148315 | 1744.3716 | NC | Montgomery Solar LLC | 58649 | Duke Energy Carolinas, LLC | 5416 | O2energies, Inc. | 58477 | Montgomery | 35.3444 | -79.7683 | 1 | 1 | SUN | SOLAR | 0.21803 | 20 |  |  | 348298 | 175154 | 38199 | 19210 | 9.118
6453 | 2018 | 7014 | 10316.8083 | 114002 | 991.7708 | NC | Moore Solar Farm | 58337 | Duke Energy Carolinas, LLC | 5416 | Moore Solar Farm LLC | 58323 | Rockingham | 36.2732 | -79.7592 | 1 | 1 | SUN | SOLAR | 0.18331 | 5 |  |  | 73208 | 36816 | 8029 | 4038 | 9.1179
6454 | 2018 | 9873 | 13876.8831 | 111477 | 976.0792 | NC | Moorings Farm | 58338 | Duke Energy Progress - (NC) | 3046 | Moorings Farm LLC | 58324 | Wayne | 35.3058 | -77.8292 | 1 | 1 | SUN | SOLAR | 0.17694 | 5 |  |  | 70665 | 35537 | 7750 | 3897 | 9.1181
6455 | 2018 | 9873 | 13850.2569 | 111477 | 956.4542 | NC | Moorings Farm 2 | 61405 | Duke Energy Progress - (NC) | 3046 | Moorings Farm 2, LLC | 61040 | Lenoir | 35.3057 | -77.8289 | 1 | 1 | SUN | SOLAR | 0.2166 | 5 |  |  | 86502 | 43501 | 9487 | 4771 | 9.118
6456 | 2018 | 28951 | 706.4974 | 111615 | 640.8804 | NC | Morehead | 2711 | Progress Energy Carolinas Inc | 3046 | Duke Energy Progress - (NC) | 3046 | Carteret | 34.7458 | -76.8103 | 1 | 1 | DFO | OIL |  | 16.3 | [6 empty] | -
6457 | 2018 | 9858 | 12388.3574 | 112209 | 1654.3828 | NC | Morgan Farm, LLC | 60133 | Duke Energy Progress - (NC) | 3046 | SRE Utility Solar 1, LLC | 61119 | Franklin | 36.0956 | -78.152 | 1 | 1 | SUN | SOLAR | 0.21418 | 5 |  |  | 85538 | 43016 | 9381 | 4718 | 9.1182
6458 | 2018 | 10126 | 17464.2268 | 158297 | 279.0113 | NC | Morgan's Corner | 60422 | Virginia Electric & Power Co | 19876 | Virginia Electric & Power Co | 19876 | Pasquotank | 36.4211 | -76.3642 | 1 | 1 | SUN | SOLAR | 0.15903 | 20 |  |  | 254045 | 127756 | 27862 | 14011 | 9.118
6459 | 2018 | 13843 | 65.9536 | 110529 | 81.6441 | NC | Morganton Station 5 | 56344 | City of Morganton - (NC) | 12944 | North Carolina Mun Power Agny #1 | 13630 | Burke | 35.729 | -81.7481 | 1 | 1 | DFO | OIL | 0 | 1.8 | 43 | 0 | 43 | 0 | -31 | -6 | -
6460 | 2018 | 29284 | 94.869 | 110539 | 32.7486 | NC | Morganton, Parker Road | 56064 | City of Morganton - (NC) | 12944 | North Carolina Mun Power Agny #1 | 13630 | Burke | 35.7208 | -81.6624 | 1 | 1 | DFO | OIL | 0 | 1.8 | 37 | 0 | 37 | 0 | -40 | -7 | -
6461 | 2018 | 6692 | 19730.4002 | 114900 | 5737.0996 | NC | Morning View | 61881 | Randolph Electric Member Corp | 15671 | Cypress Creek Renewables | 61060 | Randolph | 35.5463 | -79.7428 | 1 | 1 | SUN | SOLAR | 0 | 2 |  |  |  |  | 0 | 0 | -
6462 | 2018 | 9876 | 3023.9549 | 156959 | 722.9836 | NC | Mount Olive Farm | 59107 | Duke Energy Progress - (NC) | 3046 | Mount Olive Farm LLC | 58912 | Wayne | 35.2019 | -78.0817 | 1 | 1 | SUN | SOLAR | 0.21906 | 5 |  |  | 87488 | 43996 | 9595 | 4825 | 9.1181
6463 | 2018 | 9876 | 1300.3183 | 148040 | 1162.2954 | NC | Mount Olive Solar | 59908 | Duke Energy Progress - (NC) | 3046 | Mount Olive Solar LLC | 59668 | Wayne | 35.18 | -78.098 | 1 | 1 | SUN | SOLAR | 0.21153 | 2 |  |  | 33791 | 16993 | 3706 | 1864 | 9.1179
6464 | 2018 | 6647 | 2581.5067 | 112746 | 115.7725 | NC | Mountain Island | 2728 | Duke Energy Carolinas, LLC | 5416 | Duke Energy Carolinas, LLC | 5416 | Gaston | 35.3339 | -80.9867 | 4 | 4 | WAT | HYDRO | 0.39479 | 60 |  |  | 1892002 | 725029 | 207502 | 79516 | 9.118
6465 | 2018 | 3484 | 1280.8877 | 162771 | 320.7576 | NC | MP Durham LLC | 57365 | Duke Energy Carolinas, LLC | 5416 | MP Durham LLC | 56703 | Durham | 36.0311 | -78.86 | 3 | 3 | LFG | BIOMASS | 0.54971 | 3.3 | 156365.001 | 61935 | 156365.001 | 61935 | 15891 | 6294 | 9.8398
6466 | 2018 | 9487 | 1891.9891 | 112699 | 1889.2479 | NC | MP Wayne LLC | 57366 | Duke Energy Progress - (NC) | 3046 | MP Wayne LLC | 56704 | Wayne | 35.2889 | -78.0703 | 3 | 3 | LFG | BIOMASS | 0.38809 | 3.3 | 119793.999 | 47448.999 | 119793.999 | 47448.999 | 11219.001 | 4443.999 | 10.6778
6467 | 2018 | 9876 | 4994.7851 | 148076 | 1705.2889 | NC | Mt Olive Farm 2 | 58345 | Duke Energy Progress - (NC) | 3046 | Mt Olive Farm 2 LLC | 58331 | Wayne | 35.2181 | -78.0697 | 1 | 1 | SUN | SOLAR | 0.20171 | 5 |  |  | 80557 | 40511 | 8835 | 4443 | 9.1179
6468 | 2018 | 9876 | 1313.0363 | 148040 | 1162.6472 | NC | Mt Olive Solar 1 | 59645 | Duke Energy Progress - (NC) | 3046 | Cypress Creek Renewables | 61060 | Wayne | 35.1811 | -78.0969 | 1 | 1 | SUN | SOLAR | 0.19155 | 5 |  |  | 76501 | 38471 | 8390 | 4219 | 9.1181
6469 | 2018 | 7597 | 6042.1395 | 158080 | 894.8548 | NC | Murdock Solar | 59509 | Duke Energy Progress - (NC) | 3046 | Cypress Creek Renewables | 61060 | Johnston | 35.6633 | -78.5206 | 1 | 1 | SUN | SOLAR | 0.20091 | 4 |  |  | 64192 | 32281 | 7040 | 3540 | 9.1182
6470 | 2018 | 13721 | 90889.5938 | 143772 | 493.0609 | NC | Murphy Farm Power, LLC | 57677 | Blue Ridge Elec Member Corp - (NC) | 1889 | Murphy Farm Power, LLC | 57001 | Cherokee | 34.9992 | -84.1573 | 1 | 1 | SUN | SOLAR | 0.1379 | 1 |  |  | 11014 | 5538 | 1208 | 607 | 9.1175
6471 | 2018 | 9870 | 6319.0885 | 112260 | 3341.5007 | NC | Murphy-Brown LLC | 55002 | Four County Elec Member Corp | 6640 | Murphy - Brown LLC | 13124 | Duplin | 34.9944 | -78.1583 | 2 | 2 | DFO | OIL | 0.00504 | 2.4 | 1518 | 545 | 1518 | 545 | 106 | 27 | 14.3208
6472 | 2018 | 9994 | 17815.4125 | 114154 | 1029.7395 | NC | Mustang Solar | 61533 | Duke Energy Carolinas, LLC | 5416 | Mustang Solar LLC | 61461 | Moore | 35.4156 | -79.5634 | 1 | 1 | SUN | SOLAR | 0.10247 | 5 |  |  | 40921 | 25147 | 4488 | 2758 | 9.1179
6474 | 2018 | 13721 | 50660.1394 | 109554 | 95.3816 | NC | Nantahala | 2747 | Duke Energy Carolinas, LLC | 5416 | Duke Energy Carolinas, LLC | 5416 | Macon | 35.2715 | -83.6762 | 1 | 1 | WAT | HYDRO | 0.71385 | 43.2 |  |  | 2463182 | 943911 | 270145 | 103522 | 9.118
6475 | 2018 | 15692 | 3291.04 | 114376 | 3106.3099 | NC | Narrows (NC) | 54894 | Duke Energy Carolinas, LLC | 5416 | Cube Hydro Carolinas Yadkin | 317 | Stanly | 35.4189 | -80.0917 | 4 | 4 | WAT | HYDRO | 0.62197 | 108.8 |  |  | 5405087 | 2071270.001 | 592792.999 | 227163 | 9.118
6476 | 2018 | 9858 | 3289.117 | 111949 | 3296.8895 | NC | Nash 58 Farm | 58854 | Duke Energy Progress - (NC) | 3046 | Nash 58 Farm LLC | 58729 | Nash | 36.0472 | -78.0308 | 1 | 1 | SUN | SOLAR | 0.19715 | 5 |  |  | 78735 | 39594 | 8635 | 4342 | 9.1181
6477 | 2018 | 9858 | 15471.5855 | 111952 | 737.0829 | NC | Nash 64 Farm | 58855 | Duke Energy Progress - (NC) | 3046 | Nash 64 Farm LLC | 58730 | Nash | 35.9494 | -78.0925 | 1 | 1 | SUN | SOLAR | 0.16747 | 5 |  |  | 66879 | 33633 | 7335 | 3689 | 9.1178
6478 | 2018 | 12414 | 9202.349 | 111953 | 4570.5687 | NC | Nash 97 Solar, LLC | 60408 | Duke Energy Progress - (NC) | 3046 | Cypress Creek Renewables | 61060 | Nash | 35.8493 | -78.2115 | 1 | 1 | SUN | SOLAR | 0.20544 | 5.2 |  |  | 85327 | 42909 | 9358 | 4706 | 9.1181
6479 | 2018 | 9858 | 4503.0667 | 111949 | 4514.9096 | NC | Nashville Farms, LLC | 60134 | Duke Energy Progress - (NC) | 3046 | SRE Utility Solar 1, LLC | 61119 | Nash | 36.0344 | -78.0106 | 1 | 1 | SUN | SOLAR | 0.20588 | 2 |  |  | 32890 | 16540 | 3607 | 1814 | 9.1184
6480 | 2018 | 15777 | 6543.8826 | 114227 | 1791.2219 | NC | NC 102 Project LLC | 61610 | Union Electric Membership Corp - (NC) | 19435 | NC 102 Project LLC | 61209 | Cabarrus | 35.2925 | -80.4975 | 1 | 1 | SUN | SOLAR | 0.02565 | 74.8 |  |  | 153274 | 14297 | 16810 | 1568 | 9.118
6481 | 2018 | 9820 | 14448.2961 | 113443 | 45.7783 | NC | NC Renewable Power - Elizabethtown | 10380 | Duke Energy Progress - (NC) | 3046 | North Carolina Renewable Power | 59621 | Bladen | 34.6472 | -78.6415 | 2 | 1 | BIT | COAL |  | 34.7 | [6 empty] | -
6482 | 2018 | 6668 | 32.2117 | 113101 | 33.4475 | NC | NC Renewable Power - Lumberton LLC | 10382 | Duke Energy Progress - (NC) | 3046 | NC Renewable Power - Lumberton LLC | 59593 | Robeson | 34.59 | -78.9968 | 2 | 1 | WDS | BIOMASS | 0.43973 | 34.7 | 2334708.759 | 880831.042 | 2334708.759 | 880831.042 | 133666 | 46971 | 17.4667
6483 | 2018 | 29024 | 178.0349 | 114390 | 68.5492 | NC | NCEMC Anson Plant | 56249 | Duke Energy Progress - (NC) | 3046 | North Carolina El Member Corp | 13683 | Anson | 34.9687 | -79.9217 | 12 | 6 | NG | GAS | 0.131 | 343.8 | 4014007 | 2296476 | 4014007 | 2296476 | 394528.002 | 171432 | 10.1742
6484 | 2018 | 28663 | 1026.805 | 148346 | 76.9188 | NC | NCEMC Hamlet Plant | 56292 | Duke Energy Progress - (NC) | 3046 | North Carolina El Member Corp | 13683 | Richmond | 34.8423 | -79.7361 | 12 | 6 | NG | GAS | 0.05553 | 343.8 | 1693604 | 939109 | 1693604 | 939109 | 167245.002 | 71749.998 | 10.1265
6485 | 2018 | 12439 | 1006.3877 | 115186 | 825.5799 | NC | NCSU Cates Cogeneration Plant | 61676 | Duke Energy Carolinas, LLC | 5416 | NC State University, Energy Systems | 61292 | Wake | 35.784 | -78.6747 | 2 | 2 | NG | GAS | 0.81474 | 11.2 | 770000.663 | 339503.78 | 770000.663 | 339503.78 | 79936 | 35245 | 9.6327
6486 | 2018 | 12439 | 414.7502 | 147417 | 375.9462 | NC | NCSU CCUP Cogeneration Plant | 61675 | Duke Energy Carolinas, LLC | 5416 | NC State University, Energy Systems | 61292 | Wake | 35.7756 | -78.6737 | 2 | 2 | NG | GAS |  | 6.6 | [6 empty] | -
6487 | 2018 | 4496 | 4199.6634 | 162778 | 870.1978 | NC | Neisler Street Solar | 60072 | Duke Energy Carolinas, LLC | 5416 | Neisler Street Solar I, LLC | 59825 | Cleveland | 35.2898 | -81.5689 | 1 | 1 | SUN | SOLAR | 0.21159 | 2 |  |  | 33802 | 16998 | 3707 | 1864 | 9.1184
6488 | 2018 | 7597 | 547.6524 | 115182 | 552.1933 | NC | Neuse River Solar Farm | 58524 | Duke Energy Carolinas, LLC | 5416 | CleanCapital | 62060 | Wake | 35.7144 | -78.4989 | 1 | 1 | SUN | SOLAR | 0.15214 | 1.1 |  |  | 13366 | 6723 | 1466 | 737 | 9.1173
6489 | 2018 | 9483 | 6892.9509 | 111442 | 6891.3374 | NC | New Bern | 56688 | Duke Energy Progress - (NC) | 3046 | Industrial Power Generating Company LLC | 55938 | Craven | 35.1681 | -77.2267 | 18 | 18 | LFG | BIOMASS | 0.48548 | 5.4 | 274318.002 | 106282.008 | 274318.002 | 106282.008 | 22964.994 | 8897.994 | 11.9451
6490 | 2018 | 9867 | 8126.5811 | 111662 | 1458.9537 | NC | New Bern Farm | 58339 | Duke Energy Progress - (NC) | 3046 | New Bern Farm LLC | 58325 | Craven | 35.2096 | -77.0567 | 1 | 1 | SUN | SOLAR | 0.17934 | 5 |  |  | 71623 | 36019 | 7855 | 3950 | 9.1181
6491 | 2018 | 28999 | 99.8079 | 112766 | 85.4645 | NC | Newton Grove | 59835 | Duke Energy Progress - (NC) | 3046 | SRE Utility Solar 1, LLC | 61119 | Sampson | 35.2516 | -78.3674 | 1 | 1 | SUN | SOLAR | 0.19509 | 1.9 |  |  | 29608 | 14889 | 3247 | 1633 | 9.1186
6492 | 2018 | 1575 | 10144.5358 | 114747 | 3105.1453 | NC | Nick Solar | 58741 | Duke Energy Carolinas, LLC | 5416 | Sustainable Power Group, LLC | 58661 | Guilford | 35.9911 | -79.5481 | 1 | 1 | SUN | SOLAR | 0.19388 | 5 |  |  | 77431 | 38939 | 8492 | 4271 | 9.1181
6493 | 2018 | 9418 | 2765.4731 | 112243 | 2762.7733 | NC | Nickelson Solar, LLC | 62205 | Duke Energy Carolinas, LLC | 5416 | Sol Systems | 61677 | Duplin | 34.7471 | -77.9874 | 1 | 1 | SUN | SOLAR | 0.00411 | 5.3 |  |  | 1742 | 0 | 191 | 0 | -
6494 | 2018 | 6906 | 2521.3255 | 147989 | 2504.0828 | NC | Nitro Solar | 59501 | Duke Energy Progress - (NC) | 3046 | Greenbacker Renewable Energy Corporation | 60025 | Johnston | 35.4869 | -78.3139 | 1 | 1 | SUN | SOLAR | 0.18189 | 5 |  |  | 72642 | 36530 | 7967 | 4006 | 9.1179
6495 | 2018 | 10053 | 6847.4028 | 160789 | 1155.6625 | NC | North 301 Solar | 61778 | Virginia Electric & Power Co | 19876 | North 301 Solar | 61401 | Halifax | 36.213 | -77.624 | 1 | 1 | SUN | SOLAR |  | 26.9 | [6 empty] | -
6496 | 2018 | 29001 | 8249.8136 | 158353 | 8247.226 | NC | North Carolina Solar Bethea I | 58531 | Duke Energy Progress - (NC) | 3046 | Greenbacker Renewable Energy Corporation | 60025 | Scotland | 34.7047 | -79.5258 | 2 | 2 | SUN | SOLAR | 0.34737 | 1 |  |  | 27747 | 13953 | 3043 | 1530 | 9.1183
6497 | 2018 | 9881 | 4634.646 | 114098 | 4632.8967 | NC | North Carolina Solar III LLC | 58880 | Duke Energy Carolinas, LLC | 5416 | SRE Utility Solar 1, LLC | 61119 | Scotland | 34.7667 | -79.5597 | 1 | 1 | SUN | SOLAR | 0.20245 | 4.9 |  |  | 79235 | 39846 | 8690 | 4370 | 9.118
6498 | 2018 | 9858 | 1988.3129 | 111949 | 1984.6351 | NC | North Nash Farm, LLC | 60651 | Duke Energy Progress - (NC) | 3046 | North Nash Farm, LLC | 60390 | Nash | 36.0703 | -78.0383 | 1 | 1 | SUN | SOLAR | 0.21639 | 5 |  |  | 86421 | 43459 | 9478 | 4766 | 9.1181
6499 | 2018 | 10054 | 5672.8355 | 148190 | 5675.9646 | NC | Northern Cardinal Solar | 60992 | Virginia Electric &amp; Power Co | 19876 | Northern Cardinal Solar LLC | 60635 | Halifax | 36.4333 | -77.7197 | 1 | 1 | SUN | SOLAR | 0.07568 | 2 |  |  | 12089 | 8335 | 1326 | 914 | 9.1169
6500 | 2018 | 9881 | 853.2147 | 114098 | 851.3924 | NC | Oakboro Farm | 58851 | Duke Energy Carolinas, LLC | 5416 | Oakboro Farm LLC | 58726 | Scotland | 34.7958 | -79.5383 | 1 | 1 | SUN | SOLAR | 0.19114 | 5 |  |  | 76335 | 38388 | 8372 | 4210 | 9.1179
6501 | 2018 | 9864 | 75422.1173 | 148452 | 29149.7161 | NC | Ocracoke | 6377 | Tideland Electric Member Corp | 19108 | North Carolina El Member Corp | 13683 | Hyde | 35.1094 | -75.9797 | 2 | 2 | DFO | OIL | 0.00348 | 4 | 1357 | 250 | 1357 | 250 | 122 | 19 | 11.123
6502 | 2018 | 15512 | 806.6149 | 110877 | 804.5491 | NC | Old Caroleen Solar Farm | 61534 | Duke Energy Carolinas, LLC | 5416 | Cypress Creek Renewables | 61060 | Rutherford | 35.2977 | -81.812 | 1 | 1 | SUN | SOLAR | 0.06062 | 2 |  |  | 9684 | 5951 | 1062 | 653 | 9.1186
6503 | 2018 | 15632 | 11569.4476 | 162774 | 488.9761 | NC | Old Catawba PV 1 | 59519 | Duke Energy Carolinas, LLC | 5416 | Ecoplexus, Inc | 58970 | Catawba | 35.7117 | -81.1342 | 1 | 1 | SUN | SOLAR | 0.18392 | 3.5 |  |  | 51417 | 25857 | 5639 | 2836 | 9.1181
6504 | 2018 | 15782 | 8643.9574 | 114422 | 3431.8096 | NC | Old Pageland Monroe Road Solar Farm | 60600 | Duke Energy Carolinas, LLC | 5416 | Cypress Creek Renewables | 61060 | Union | 34.9523 | -80.4819 | 1 | 1 | SUN | SOLAR | 0.20132 | 5.3 |  |  | 85225 | 42859 | 9347 | 4700 | 9.1179
6505 | 2018 | 9881 | 2470.8281 | 148329 | 2426.3662 | NC | Old Wire Farm | 61094 | Duke Energy Progress - (NC) | 3046 | Old Wire Farm, LLC | 60707 | Scotland | 34.8178 | -79.5139 | 1 | 1 | SUN | SOLAR | 0.22299 | 5 |  |  | 89054 | 44784 | 9767 | 4912 | 9.1178
6506 | 2018 | 9838 | 3616.4728 | 148435 | 3558.9497 | NC | Onslow Energy | 59036 | Duke Energy Carolinas, LLC | 5416 | Enerdyne Power Systems Inc | 58523 | Onslow | 34.7992 | -77.5431 | 1 | 1 | SUN | SOLAR |  | 1.5 | [6 empty] | -
6507 | 2018 | 9838 | 3619.3652 | 148435 | 3568.4825 | NC | Onslow Power Producers | 58558 | Duke Energy Carolinas, LLC | 5416 | Cube District Energy, LLC | 61038 | Onslow | 34.7975 | -77.5431 | 1 | 1 | LFG | BIOMASS | 0.44355 | 2 | 105864 | 41930 | 105864 | 41930 | 7771 | 3078 | 13.623
6508 | 2018 | 28501 | 6162.9425 | 114289 | 1489.6485 | NC | Orbit Energy Charlotte | 58638 | Duke Energy Carolinas, LLC | 5416 | Entropy Investment Management, LLC | 61249 | Mecklenburg | 35.2625 | -80.8117 | 1 | 1 | OBG | BIOMASS | 0.002 | 5.2 | 1776 | 704 | 1776 | 704 | 91 | 36 | 19.5165
6509 | 2018 | 28700 | 3096.2082 | 114577 | 3087.9891 | NC | Organ Church Solar | 60284 | Duke Energy Carolinas, LLC | 5416 | Radian Generation | 61494 | Rowan | 35.5256 | -80.4511 | 2 | 2 | SUN | SOLAR |  | 12.5 | [6 empty] | -
6510 | 2018 | 7026 | 17418.0822 | 113950 | 7230.25 | NC | Osceola Solar, LLC | 60828 | Duke Energy Carolinas, LLC | 5416 | Cypress Creek Renewables | 61060 | Alamance | 36.189 | -79.532 | 1 | 1 | SUN | SOLAR |  | 5 | [6 empty] | -
6511 | 2018 | 1850 | 20012.0801 | 114761 | 1235.4613 | NC | Ouchchy PV1 | 59999 | Duke Energy Carolinas, LLC | 5416 | Ecoplexus, Inc | 58970 | Orange | 36.0841 | -79.2448 | 1 | 1 | SUN | SOLAR | 0.19566 | 3 |  |  | 46882 | 23576 | 5142 | 2586 | 9.1175
6512 | 2018 | 15630 | 4901.9083 | 110971 | 4819.1398 | NC | Owen Solar | 58742 | Duke Energy Carolinas, LLC | 5416 | Owen Solar LLC | 59916 | Catawba | 35.5861 | -81.3153 | 1 | 1 | SUN | SOLAR | 0.209 | 5 |  |  | 83466 | 41975 | 9154 | 4603 | 9.118
6513 | 2018 | 15622 | 13994.1418 | 110960 | 54.8606 | NC | Oxford Dam | 2729 | Duke Energy Carolinas, LLC | 5416 | Duke Energy Carolinas, LLC | 5416 | Catawba | 35.8214 | -81.1922 | 2 | 2 | WAT | HYDRO | 0.34081 | 36 |  |  | 979983 | 375537 | 107478 | 41186 | 9.118
6514 | 2018 | 7618 | 483.1873 | 113511 | 504.3496 | NC | Page Solar | 62018 | Duke Energy Progress - (NC) | 3046 | Page Solar Farm, LLC | 61603 | Johnston | 35.5332 | -78.6395 | 1 | 1 | SUN | SOLAR | 0 | 1.6 |  |  |  |  | 0 | 0 | -
6515 | 2018 | 9862 | 16307.1163 | 160751 | 2069.1905 | NC | Pamlico Partners Solar | 58799 | City of Washington - (NC) | 20142 | SunEnergy1 | 58466 | Beaufort | 35.5011 | -76.87 | 1 | 1 | SUN | SOLAR | 0.21084 | 5 |  |  | 84206 | 42346 | 9235 | 4644 | 9.1181
6516 | 2018 | 9851 | 15083.0968 | 162755 | 8438.2474 | NC | Panda Solar NC 1, LLC | 62089 | Lumbee River Elec Member Corp | 11291 | Panda Solar NC 1, LLC | 61612 | Robeson | 34.4367 | -79.0902 | 1 | 1 | SUN | SOLAR |  | 1 | [6 empty] | -
6517 | 2018 | 9822 | 4910.1173 | 114053 | 2812.8325 | NC | Panda Solar NC 10, LLC | 62128 | South River Elec Member Corp | 17572 | Panda Solar NC 10, LLC | 61663 | Cumberland | 34.9096 | -78.913 | 1 | 1 | SUN | SOLAR |  | 2 | [6 empty] | -
6518 | 2018 | 9822 | 4996.5277 | 114053 | 2858.8311 | NC | Panda Solar NC 11, LLC | 62129 | South River Elec Member Corp | 17572 | Panda Solar NC 11, LLC | 61664 | Cumberland | 34.9086 | -78.9125 | 1 | 1 | SUN | SOLAR |  | 2 | [6 empty] | -
6519 | 2018 | 9851 | 14739.8281 | 162755 | 8448.0854 | NC | Panda Solar NC 2, LLC | 62120 | Lumbee River Elec Member Corp | 11291 | Panda Solar NC 2, LLC | 61655 | Robeson | 34.4384 | -79.0847 | 1 | 1 | SUN | SOLAR |  | 2 | [6 empty] | -
6520 | 2018 | 9850 | 4406.9897 | 146808 | 528.7415 | NC | Panda Solar NC 3, LLC | 62121 | Lumbee River Elec Member Corp | 11291 | Panda Solar NC 3, LLC | 61656 | Robeson | 34.6318 | -79.0907 | 1 | 1 | SUN | SOLAR |  | 2 | [6 empty] | -
6521 | 2018 | 28719 | 25689.3636 | 147249 | 35.9533 | NC | Panda Solar NC 4, LLC | 62122 | Four County Elec Member Corp | 6640 | Panda Solar NC 4, LLC | 61657 | Bladen | 34.5194 | -78.5243 | 1 | 1 | SUN | SOLAR |  | 2 | [6 empty] | -
6522 | 2018 | 7619 | 5954.4399 | 114045 | 3323.973 | NC | Panda Solar NC 5, LLC | 62123 | South River Elec Member Corp | 17572 | Panda Solar NC 5, LLC | 61658 | Cumberland | 35.0472 | -78.8105 | 1 | 1 | SUN | SOLAR |  | 1 | [6 empty] | -
6523 | 2018 | 9821 | 6400.7119 | 147236 | 6349.8382 | NC | Panda Solar NC 6, LLC | 62124 | Brunswick Electric Member Corp | 24889 | Panda Solar NC 6, LLC | 61660 | Columbus | 34.3536 | -78.7874 | 1 | 1 | SUN | SOLAR |  | 1 | [6 empty] | -
6524 | 2018 | 9874 | 9728.7615 | 162475 | 1580.6049 | NC | Panda Solar NC 7, LLC | 62125 | South River Elec Member Corp | 17572 | Panda Solar NC 7 , LLC | 61659 | Sampson | 35.1212 | -78.2055 | 1 | 1 | SUN | SOLAR |  | 1.5 | [6 empty] | -
6525 | 2018 | 14626 | 9051.2928 | 148315 | 8756.3344 | NC | Panda Solar NC 8, LLC | 62126 | Randolph Electric Member Corp | 15671 | Panda Solar NC 8, LLC | 61661 | Moore | 35.4209 | -79.706 | 1 | 1 | SUN | SOLAR |  | 2 | [6 empty] | -
6526 | 2018 | 9822 | 4810.5451 | 114053 | 2765.3244 | NC | Panda Solar NC 9, LLC | 62127 | South River Elec Member Corp | 17572 | Panda Solar NC 9, LLC | 61662 | Cumberland | 34.9109 | -78.9136 | 1 | 1 | SUN | SOLAR |  | 2 | [6 empty] | -
6527 | 2018 | 10126 | 923.7612 | 147061 | 888.3928 | NC | Pasquotank | 59530 | Virginia Electric & Power Co | 19876 | Colonial Eagle Solar, LLC | 59261 | Pasquotank | 36.2647 | -76.3061 | 1 | 1 | SUN | SOLAR | 0.25029 | 20 |  |  | 399834 | 201070 | 43851 | 22052 | 9.118
6528 | 2018 | 15226 | 7954.9004 | 156958 | 161.3528 | NC | Pate Farm | 58856 | Duke Energy Progress - (NC) | 3046 | Pate Farm LLC | 58732 | Robeson | 34.8167 | -79.1994 | 1 | 1 | SUN | SOLAR | 0.19605 | 5 |  |  | 78297 | 39375 | 8587 | 4318 | 9.1181
6529 | 2018 | 7557 | 8986.5344 | 146942 | 8986.5338 | NC | PCIP Solar | 58305 | Duke Energy Progress - (NC) | 3046 | Greenbacker Renewable Energy Corporation | 60025 | Person | 36.3125 | -78.9675 | 1 | 1 | SUN | SOLAR | 0.19281 | 1 |  |  | 15400 | 7744 | 1689 | 849 | 9.1178
6530 | 2018 | 9862 | 364.0072 | 111658 | 363.4292 | NC | PCS Phosphate | 50509 | Duke Energy Progress - (NC) | 3046 | PCS Phosphate | 22175 | Beaufort | 35.3763 | -76.7799 | 1 | 1 | WH | OTHF | 0.49344 | 54 |  |  | 2128296 |  | 233417 | 68321 | -
6531 | 2018 | 7557 | 9081.4826 | 147679 | 8508.9207 | NC | PCSP3 Airport | 58538 | Duke Energy Carolinas, LLC | 5416 | Carolina Solar Energy LLC | 58508 | Person | 36.2881 | -78.9861 | 1 | 1 | SUN | SOLAR | 0.18498 | 2.5 |  |  | 36937 | 18575 | 4051 | 2037 | 9.118
6532 | 2018 | 4496 | 15171.0054 | 111195 | 757.9497 | NC | Peanut Solar | 60557 | Duke Energy Carolinas, LLC | 5416 | Peanut Solar LLC | 60333 | Cleveland | 35.3896 | -81.4998 | 1 | 1 | SUN | SOLAR |  | 5 | [6 empty] | -
6533 | 2018 | 9479 | 2556.7457 | 162478 | 2521.5835 | NC | Pecan Grove Solar, LLC | 62659 | Duke Energy Progress - (NC) | 3046 | Pecan Grove Solar, LLC | 62138 | Craven | 35.0677 | -77.1852 | 1 | 1 | SUN | SOLAR |  | 5 | [6 empty] | -
6534 | 2018 | 29018 | 3816.2245 | 148341 | 3787.2436 | NC | Pecan PV1 | 59157 | Duke Energy Progress - (NC) | 3046 | Ecoplexus, Inc | 58970 | Richmond | 34.9092 | -79.8294 | 1 | 1 | SUN | SOLAR | 0.20767 | 5 |  |  | 82937 | 41708 | 9096 | 4574 | 9.118
6535 | 2018 | 10048 | 10615.5044 | 148219 | 4606.4421 | NC | Pecan Solar | 60030 | Virginia Electric & Power Co | 19876 | Dominion Renewable Energy | 58468 | Northampton | 36.481 | -77.4812 | 1 | 1 | SUN | SOLAR | 0.03246 | 74.9 |  |  | 194186 | 0 | 21297 | 0 | -
6536 | 2018 | 6670 | 1083.82 | 113943 | 1083.8619 | NC | Perkins Solar, LLC | 60629 | Duke Energy Progress - (NC) | 3046 | Cypress Creek Renewables | 61060 | Person | 36.4374 | -78.972 | 1 | 1 | SUN | SOLAR | 0.20782 | 2 |  |  | 33199 | 16696 | 3641 | 1831 | 9.1181
6537 | 2018 | 6405 | 12597.2732 | 111384 | 4362.6705 | NC | Phelps 158 Solar Farm | 61134 | Virginia Electric & Power Co | 19876 | Greenbacker Renewable Energy Corporation | 60025 | Northampton | 36.4426 | -77.1615 | 1 | 1 | SUN | SOLAR | 0.18502 | 5 |  |  | 73891 | 39854 | 8104 | 4371 | 9.1178
6538 | 2018 | 28211 | 9211.9591 | 114745 | 6402.1057 | NC | Pike Road Solar | 60360 | Duke Energy Carolinas, LLC | 5416 | Enerparc Solar Development, LLC | 60147 | Chatham | 35.8248 | -79.5037 | 1 | 1 | SUN | SOLAR |  | 5 | [6 empty] | -
6539 | 2018 | 6907 | 12727.9829 | 112691 | 4282.9266 | NC | Pikeville Farm | 61404 | Duke Energy Progress - (NC) | 3046 | Pikeville Farm, LLC | 61039 | Wayne | 35.4782 | -77.9792 | 1 | 1 | SUN | SOLAR | 0.22459 | 5 |  |  | 89694 | 45106 | 9837 | 4947 | 9.118
6540 | 2018 | 29016 | 211.242 | 147628 | 177.0142 | NC | Pine Valley Solar Farm, LLC | 60298 | Duke Energy Progress - (NC) | 3046 | Cypress Creek Renewables | 61060 | Moore | 35.2181 | -79.5293 | 1 | 1 | SUN | SOLAR |  | 5 | [6 empty] | -
6541 | 2018 | 29016 | 1034.7412 | 147628 | 1059.9354 | NC | Pinesage | 61978 | Duke Energy Progress - (NC) | 3046 | Cypress Creek Renewables | 61060 | Moore | 35.2208 | -79.5191 | 1 | 1 | SUN | SOLAR | 0 | 5 |  |  |  |  | 0 | 0 | -
6542 | 2018 | 4459 | 10848.7559 | 114675 | 1399.2764 | NC | Pineville Delivery 2 | 56345 | Town of Pineville - (NC) | 15062 | North Carolina Mun Power Agny #1 | 13630 | Mecklenburg | 35.0767 | -80.8816 | 1 | 1 | DFO | OIL | 0 | 1.8 | 56 | 0 | 56 | 0 | -43 | -8 | -
6543 | 2018 | 7011 | 1671.183 | 113955 | 1667.4924 | NC | Pinewood Solar Center LLC | 59160 |  | -9999 | Coronal Development Services | 58695 | Rockingham | 36.3181 | -79.8231 | 1 | 1 | SUN | SOLAR |  | 5 | [6 empty] | -
6544 | 2018 | 4473 | 954.5727 | 150416 | 911.3141 | NC | Plant Rowan County | 7826 | Duke Energy Carolinas, LLC | 5416 | Southern Power Co | 17650 | Rowan | 35.7314 | -80.6019 | 5 | 6 | NG | GAS | 0.44944 | 1192 | 34354747 | 16619640 | 34354747 | 16619640 | 4693044.001 | 2173360 | 7.3204
6545 | 2018 | 6586 | 5462.7373 | 111623 | 2831.2708 | NC | Plymouth Solar LLC | 58480 | Virginia Electric & Power Co | 19876 | SunEnergy1 | 58466 | Washington | 35.875 | -76.7106 | 1 | 1 | SUN | SOLAR | 0.20587 | 5 |  |  | 82217 | 41345 | 9017 | 4535 | 9.118
6546 | 2018 | 9479 | 6587.8367 | 162478 | 6515.341 | NC | Pollocksville Solar | 59917 | Duke Energy Progress - (NC) | 3046 | Cypress Creek Renewables | 61060 | Jones | 34.998 | -77.219 | 1 | 1 | SUN | SOLAR | 0.20961 | 5 |  |  | 83711 | 42097 | 9181 | 4617 | 9.1179
6547 | 2018 | 9867 | 7890.027 | 111662 | 2809.3452 | NC | Porter Solar | 59504 | Duke Energy Progress - (NC) | 3046 | Cypress Creek Renewables | 61060 | Craven | 35.2167 | -77.0743 | 1 | 1 | SUN | SOLAR | 0.17575 | 5 |  |  | 70191 | 35299 | 7698 | 3871 | 9.1181
6548 | 2018 | 340 | 9599.0187 | 113510 | 589.2179 | NC | Princeton | 59533 | Duke Energy Progress - (NC) | 3046 | Greenbacker Renewable Energy Corporation | 60025 | Johnston | 35.5044 | -78.1922 | 1 | 1 | SUN | SOLAR | 0.2042 | 5 |  |  | 81551 | 41011 | 8944 | 4498 | 9.118
6549 | 2018 | 9846 | 908.8852 | 148352 | 857.1005 | NC | Progress Manis I | 58529 | Duke Energy Progress - (NC) | 3046 | Greenbacker Renewable Energy Corporation | 60025 | Scotland | 34.7564 | -79.4472 | 2 | 2 | SUN | SOLAR | 0.34737 | 1 |  |  | 27747 | 13953 | 3043 | 1530 | 9.1183
6550 | 2018 | 12414 | 17317.6757 | 111953 | 10252.8658 | NC | Progress Solar 1, LLC | 58493 | Duke Energy Progress - (NC) | 3046 | O2energies, Inc. | 58477 | Franklin | 35.9481 | -78.2508 | 1 | 1 | SUN | SOLAR | 0.17346 | 4 |  |  | 55419 | 27870 | 6078 | 3057 | 9.118
6551 | 2018 | 9851 | 11393.5233 | 162755 | 4181.153 | NC | Progress Solar II, LLC | 58494 | Duke Energy Progress - (NC) | 3046 | O2energies, Inc. | 58477 | Robeson | 34.4761 | -79.0975 | 1 | 1 | SUN | SOLAR | 0.18748 | 3.5 |  |  | 52410 | 26356 | 5748 | 2891 | 9.118
6552 | 2018 | 9852 | 5255.9105 | 162736 | 4551.9198 | NC | Progress Solar III, LLC | 58495 | Duke Energy Progress - (NC) | 3046 | O2energies, Inc. | 58477 | Robeson | 34.7142 | -79.3539 | 1 | 1 | SUN | SOLAR | 0.1923 | 3.5 |  |  | 53759 | 27035 | 5896 | 2965 | 9.1179
6553 | 2018 | 4473 | 16053.8336 | 150366 | 1777.8613 | NC | Quail Holdings | 60434 | EnergyUnited Elec Member Corp | 21632 | Quail Holdings, LLC | 60229 | Davie | 35.8653 | -80.57 | 1 | 1 | SUN | SOLAR |  | 25 | [6 empty] | -
6554 | 2018 | 9837 | 6733.9943 | 148360 | 3984.2604 | NC | Quarter Horse Solar | 62095 | Duke Energy Progress - (NC) | 3046 | Quarter Horse Farm LLC | 61640 | Pender | 34.437 | -77.642 | 1 | 1 | SUN | SOLAR | 0.0173 | 4.5 |  |  | 6219 | 0 | 682 | 0 | -
6555 | 2018 | 13721 | 50634.5977 | 109554 | 123.4509 | NC | Queens Creek | 6438 | Duke Energy Carolinas, LLC | 5416 | Duke Energy Carolinas, LLC | 5416 | Macon | 35.2713 | -83.676 | 1 | 1 | WAT | HYDRO | 0.37679 | 1.4 |  |  | 42136 | 16146 | 4621 | 1771 | 9.1184
6556 | 2018 | 7619 | 3526.754 | 147390 | 2385.8235 | NC | Quincy Solar | 59506 | Duke Energy Progress - (NC) | 3046 | Cypress Creek Renewables | 61060 | Cumberland | 35.0717 | -78.8078 | 1 | 1 | SUN | SOLAR | 0.15308 | 4 |  |  | 48910 | 24596 | 5364 | 2697 | 9.1182
6557 | 2018 | 6663 | 9340.269 | 115257 | 317.1233 | NC | QVC Inc | 56966 | Edgecombe-Martin County E M C | 5656 | QVC Inc | 56237 | Edgecombe | 35.9222 | -77.6731 | 2 | 2 | SUN | SOLAR | 0.08951 | 3.9 |  |  | 27883 | 14023 | 3058 | 1538 | 9.1181
6558 | 2018 | 9887 | 5830.4227 | 114036 | 979.1813 | NC | Raeford Farm | 58274 | Duke Energy Progress - (NC) | 3046 | SRE Utility Solar 1, LLC | 61119 | Hoke | 34.9689 | -79.2119 | 1 | 1 | SUN | SOLAR | 0.20091 | 5 |  |  | 80240 | 40351 | 8800 | 4425 | 9.1182
6559 | 2018 | 15226 | 13122.1676 | 113097 | 2186.5561 | NC | Railroad Farm | 58316 | Duke Energy Progress - (NC) | 3046 | Railroad Farm LLC | 58284 | Robeson | 34.82 | -78.9708 | 1 | 1 | SUN | SOLAR | 0.19409 | 5 |  |  | 77512 | 38980 | 8501 | 4275 | 9.118
6560 | 2018 | 9822 | 16674.3777 | 113105 | 461.7244 | NC | Railroad Farm 2 | 61095 | Duke Energy Progress - (NC) | 3046 | Railroad Farm 2, LLC | 60708 | Robeson | 34.8079 | -78.9505 | 1 | 1 | SUN | SOLAR | 0.21505 | 5 |  |  | 85882 | 43189 | 9419 | 4737 | 9.118
6561 | 2018 | 9508 | 4743.0736 | 111458 | 2440.9861 | NC | Rams Horn Solar Center LLC | 58810 | Greenville Utilities Comm | 7639 | Cypress Creek Renewables | 61060 | Pitt | 35.64 | -77.3161 | 1 | 1 | SUN | SOLAR | 0.19539 | 5 |  |  | 78032 | 39242 | 8558 | 4304 | 9.118
6562 | 2018 | 3087 | 7023.2205 | 157233 | 1573.8737 | NC | Ranchland Solar, LLC | 61813 | Virginia Electric & Power Co | 19876 | Ranchland Solar, LLC | 61425 | Currituck | 36.4726 | -76.1541 | 1 | 1 | SUN | SOLAR | 0.16655 | 60 |  |  | 798185 | 589525 | 87539 | 64655 | 9.1181
6563 | 2018 | 16911 | 10176.4492 | 111428 | 1871.6727 | NC | Red Hill Solar Center, LLC | 59760 | Duke Energy Progress - (NC) | 3046 | SRE Utility Solar 1, LLC | 61119 | Warren | 36.4044 | -78.1411 | 1 | 1 | SUN | SOLAR | 0.19237 | 5 |  |  | 76829 | 38636 | 8426 | 4237 | 9.1181
6564 | 2018 | 28998 | 10139.0786 | 148059 | 1259.9121 | NC | Red Oak Solar Farm, LLC | 60929 | Duke Energy Progress - (NC) | 3046 | Heelstone Energy Holdings, LLC | 59462 | Nash | 35.993 | -77.9335 | 1 | 1 | SUN | SOLAR | 0.22032 | 5 |  |  | 87990 | 44249 | 9650 | 4853 | 9.1181
6565 | 2018 | 6904 | 4787.0777 | 113513 | 4162.2774 | NC | Red Toad 1425 A Powatan Road, LLC | 60129 | Duke Energy Progress - (NC) | 3046 | SRE Utility Solar 1, LLC | 61119 | Johnston | 35.6042 | -78.3709 | 1 | 1 | SUN | SOLAR | 0.22614 | 2 |  |  | 36126 | 18168 | 3962 | 1992 | 9.1181
6566 | 2018 | 6903 | 2106.6049 | 113480 | 2094.7875 | NC | Red Toad 4451 Buffalo Road, LLC | 62131 | Duke Energy Progress - (NC) | 3046 | Sol Systems | 61677 | Johnston | 35.5574 | -78.2973 | 1 | 1 | SUN | SOLAR | 0.0226 | 2 |  |  | 3611 | 0 | 396 | 0 | -
6567 | 2018 | 6903 | 3733.4835 | 113480 | 3720.1319 | NC | Red Toad 5840 Buffalo Road, LLC | 62204 | Duke Energy Progress - (NC) | 3046 | Sol Systems | 61677 | Johnston | 35.5729 | -78.3023 | 1 | 1 | SUN | SOLAR | 0.01689 | 2 |  |  | 2699 | 0 | 296 | 0 | -
6568 | 2018 | 4473 | 6017.9153 | 154131 | 2105.4548 | NC | Redmon Solar Farm LLC | 59114 | Duke Energy Carolinas, LLC | 5416 | Redmon Solar Farm LLC | 58920 | Rowan | 35.7108 | -80.6658 | 1 | 1 | SUN | SOLAR | 0.22751 | 2 |  |  | 36345 | 18277 | 3986 | 2005 | 9.1182
6569 | 2018 | 7011 | 392.2379 | 113955 | 399.2433 | NC | Reidsville Energy Center | 61240 | Duke Energy Carolinas, LLC | 5416 | NTE Carolinas II, LLC | 60835 | Rockingham | 36.3343 | -79.8322 | 2 | 2 | NG | GAS |  | 543.9 | [6 empty] | -
6570 | 2018 | 6680 | 6688.8769 | 112745 | 2432.005 | NC | Reventure Park | 58865 | Duke Energy Carolinas, LLC | 5416 | Clean Energy LLC | 58748 | Mecklenburg | 35.2944 | -80.9989 | 2 | 2 | LFG | BIOMASS | 0.41063 | 3.5 | 63049.229 | 24972.517 | 63049.229 | 24972.517 | 12590 | 4987 | 5.0079
6571 | 2018 | 14194 | 43.3212 | 111150 | 43.7359 | NC | Rhodhiss | 2730 | Duke Energy Carolinas, LLC | 5416 | Duke Energy Carolinas, LLC | 5416 | Caldwell | 35.7742 | -81.4378 | 3 | 3 | WAT | HYDRO | 0.53405 | 25.5 |  |  | 1087749.999 | 416835 | 119297.001 | 45716.001 | 9.118
6572 | 2018 | 9849 | 2997.5359 | 113103 | 2994.2984 | NC | Rhubarb One | 59216 | Duke Energy Progress - (NC) | 3046 | Rhubarb One LLC | 59010 | Robeson | 34.5297 | -79.2842 | 1 | 1 | SUN | SOLAR |  | 5 | [6 empty] | -
6573 | 2018 | 28663 | 741.1712 | 148346 | 463.8462 | NC | Richmond County Plant | 7805 | Duke Energy Progress - (NC) | 3046 | Duke Energy Progress - (NC) | 3046 | Richmond | 34.8392 | -79.7406 | 9 | 11 | NG | GAS | 0.60493 | 2244.8 | 96753494 | 43239981 | 96753494 | 43239981 | 11895681 | 5232841 | 8.1335
6574 | 2018 | 6423 | 5119.0535 | 111380 | 2980.7337 | NC | River Road Solar, LLC | 60487 | Virginia Electric & Power Co | 19876 | River Road Solar, LLC | 60280 | Hertford | 36.351 | -76.842 | 1 | 1 | SUN | SOLAR | 0.17884 | 5 |  |  | 71421 | 35917 | 7833 | 3939 | 9.118
6575 | 2018 | 28664 | 213.7577 | 112337 | 60.0357 | NC | Riverbend | 2732 | Duke Energy Carolinas, LLC | 5416 | Duke Energy Carolinas, LLC | 5416 | Gaston | 35.36 | -80.9742 | 8 | 8 |  |  |  | 601.2 | [6 empty] | -
6576 | 2018 | 15632 | 13121.95 | 162775 | 2398.0919 | NC | RJ Solar | 58743 | Duke Energy Carolinas, LLC | 5416 | Sunlight Partners | 58658 | Catawba | 35.7431 | -81.145 | 1 | 1 | SUN | SOLAR |  | 5 | [6 empty] | -
6577 | 2018 | 2416 | 489.7781 | 111422 | 37.4465 | NC | Roanoke Rapids | 2758 | Virginia Electric & Power Co | 19876 | Virginia Electric & Power Co | 19876 | Halifax | 36.4789 | -77.6722 | 4 | 4 | WAT | HYDRO | 0.42923 | 100 |  |  | 3428415 | 1313795 | 376005 | 144088 | 9.118
6578 | 2018 | 7092 | 10561.5213 | 113105 | 3789.6748 | NC | Robeson County LFG to Energy | 59763 | Lumbee River Elec Member Corp | 11291 | Robeson County Landfill | 59529 | Robeson | 34.791 | -78.9088 | 2 | 2 | LFG | BIOMASS | 0.18607 | 2 | 46587 | 18453 | 46587 | 18453 | 3260 | 1291 | 14.2905
6579 | 2018 | 9487 | 4776.533 | 148077 | 937.6006 | NC | Robin Solar | 60165 | Duke Energy Progress - (NC) | 3046 | Sunlight Partners | 58658 | Wayne | 35.2644 | -78.0814 | 1 | 1 | SUN | SOLAR |  | 5 | [6 empty] | -
6580 | 2018 | 9886 | 9181.9988 | 148335 | 9140.5352 | NC | Rock Farm | 58347 | Duke Energy Progress - (NC) | 3046 | Rock Farm LLC | 58333 | Richmond | 34.9656 | -79.6097 | 1 | 1 | SUN | SOLAR | 0.20203 | 5 |  |  | 80685 | 40575 | 8849 | 4450 | 9.118
6581 | 2018 | 7011 | 319.2426 | 113955 | 319.9475 | NC | Rockingham County Combustion Turbine | 55116 | Duke Energy Carolinas, LLC | 5416 | Duke Energy Carolinas, LLC | 5416 | Rockingham | 36.3297 | -79.8297 | 5 | 5 | NG | GAS | 0.27155 | 977.5 | 24660638 | 13408682 | 24660638 | 13408682 | 2325235 | 1255781 | 10.6057
6582 | 2018 | 9886 | 10741.0935 | 148335 | 10700.9162 | NC | Rockingham Solar, LLC | 60106 | Duke Energy Progress - (NC) | 3046 | SRE Utility Solar 1, LLC | 61119 | Richmond | 34.9807 | -79.6037 | 1 | 1 | SUN | SOLAR | 0.21425 | 5 |  |  | 85563 | 43029 | 9384 | 4719 | 9.118
6583 | 2018 | 28700 | 1002.8177 | 114577 | 991.9684 | NC | Rockwell Solar LLC | 58668 | Duke Energy Carolinas, LLC | 5416 | O2energies, Inc. | 58477 | Rowan | 35.5417 | -80.4747 | 1 | 1 | SUN | SOLAR | 0.18757 | 3.5 |  |  | 52438 | 26370 | 5751 | 2892 | 9.1181
6584 | 2018 | 11856 | 1727.0924 | 111948 | 42.2603 | NC | Rocky Mount Mill | 50468 | Duke Energy Progress - (NC) | 3046 | Capitol Broadcasting Company Inc | 55876 | Nash | 35.9601 | -77.8024 | 3 | 3 | WAT | HYDRO | 0 | 1.6 |  |  |  |  | 0 | 0 | -
6585 | 2018 | 16911 | 3785.3141 | 111427 | 3783.8181 | NC | Roman Solar | 60159 | Duke Energy Progress - (NC) | 3046 | Sunlight Partners | 58658 | Warren | 36.4498 | -78.195 | 1 | 1 | SUN | SOLAR |  | 5 | [6 empty] | -
6586 | 2018 | 4496 | 12227.8335 | 162078 | 1840.4931 | NC | Roper Farm, LLC | 60761 | Duke Energy Carolinas, LLC | 5416 | Roper Farm, LLC | 60451 | Cleveland | 35.1875 | -81.4407 | 1 | 1 | SUN | SOLAR | 0.21644 | 5 |  |  | 86439 | 43469 | 9480 | 4767 | 9.118
6587 | 2018 | 9869 | 548.16 | 112254 | 554.8936 | NC | Rose Hill | 59375 | Duke Energy Progress - (NC) | 3046 | Cypress Creek Renewables | 61060 | Duplin | 34.8239 | -77.9697 | 1 | 1 | SUN | SOLAR | 0.19755 | 2 |  |  | 31558 | 15870 | 3461 | 1740 | 9.1182
6588 | 2018 | 10054 | 115.4956 | 148190 | 111.9623 | NC | Rosemary Power Station | 50555 | Virginia Electric & Power Co | 19876 | Virginia Electric & Power Co | 19876 | Halifax | 36.4517 | -77.6594 | 2 | 3 | DFO | OIL | 0.01793 | 180 | 282246 | 37815 | 282246 | 37815 | 28278 | 3550 | 9.9811
6589 | 2018 | 6907 | 274.8526 | 148039 | 242.3598 | NC | Rosewood Solar | 61520 | Tri-County Elec Member Corp | 18956 | Cypress Creek Renewables | 61060 | Wayne | 35.4375 | -78.1071 | 1 | 1 | SUN | SOLAR | 0.22197 | 2 |  |  | 35461 | 17833 | 3889 | 1956 | 9.1183
6590 | 2018 | 6978 | 2575.9086 | 110817 | 2556.9353 | NC | Round Hill PV1 | 59998 | Duke Energy Carolinas, LLC | 5416 | Ecoplexus, Inc | 58970 | Yadkin | 36.2118 | -80.6647 | 1 | 1 | SUN | SOLAR |  | 5 | [6 empty] | -
6591 | 2018 | 29477 | 7460.7316 | 114692 | 542.36 | NC | Rowan Solar NC LLC | 60780 | Duke Energy Carolinas, LLC | 5416 | Rowan Solar NC LLC | 60466 | Rowan | 35.611 | -80.53 | 1 | 1 | SUN | SOLAR |  | 2 | [6 empty] | -
6592 | 2018 | 1514 | 273.7795 | 147467 | 267.9901 | NC | Roxboro | 2712 | Duke Energy Progress - (NC) | 3046 | Duke Energy Progress - (NC) | 3046 | Person | 36.4833 | -79.0731 | 6 | 5 | BIT | COAL | 0.26285 | 2574.5 | 62827180 | 32426472 | 62827180 | 32426472 | 5927876 | 2979039 | 10.5986
6593 | 2018 | 7559 | 1229.7592 | 146917 | 1169.5029 | NC | Roxboro Farm | 58340 | Duke Energy Progress - (NC) | 3046 | Roxboro Farm LLC | 58326 | Person | 36.4797 | -78.9174 | 1 | 1 | SUN | SOLAR | 0.18196 | 5 |  |  | 72669 | 36544 | 7970 | 4008 | 9.1178
6594 | 2018 | 10707 | 3394.2406 | 112014 | 3388.5372 | NC | Roxboro Solar Farm, LLC | 61288 | Duke Energy Progress - (NC) | 3046 | Cypress Creek Renewables | 61060 | Granville | 36.3268 | -78.6222 | 1 | 1 | SUN | SOLAR | 0.20025 | 5 |  |  | 79974 | 40218 | 8771 | 4411 | 9.118
6595 | 2018 | 6902 | 13505.6428 | 114110 | 821.1581 | NC | Royal Solar | 59831 | Duke Energy Progress - (NC) | 3046 | Cypress Creek Renewables | 61060 | Cumberland | 35.216 | -78.689 | 1 | 1 | SUN | SOLAR | 0.20744 | 4.9 |  |  | 81185 | 40827 | 8904 | 4478 | 9.1178
6596 | 2018 | 15512 | 5878.7372 | 110877 | 5877.4258 | NC | Ruff Solar LLC | 62594 | Duke Energy Carolinas, LLC | 5416 | Sol Systems | 61677 | Rutherford | 35.3206 | -81.7634 | 1 | 1 | SUN | SOLAR |  | 22 | [6 empty] | -
6597 | 2018 | 9488 | 1718.0917 | 148081 | 1718.0933 | NC | Ruskin Solar | 60922 | Tri-County Elec Member Corp | 18957 | Cypress Creek Renewables | 61060 | Wayne | 35.274 | -78.022 | 1 | 1 | SUN | SOLAR | 0.22443 | 2 |  |  | 35851 | 18029 | 3932 | 1977 | 9.1178
6598 | 2018 | 15512 | 4006.853 | 110876 | 14.723 | NC | Rutherford Farm | 59589 | Duke Energy Carolinas, LLC | 5416 | Southern Power Co | 17650 | Rutherford | 35.2578 | -81.8306 | 1 | 1 | SUN | SOLAR | 0.24658 | 61 |  |  | 1201426 | 618721 | 131764 | 67857 | 9.118
6599 | 2018 | 6890 | 13685.7368 | 111953 | 7574.8123 | NC | Sabattus Solar LLC | 62596 | Duke Energy Progress - (NC) | 3046 | Sol Systems | 61677 | Nash | 35.819 | -78.135 | 1 | 1 | SUN | SOLAR |  | 5 | [6 empty] | -
6600 | 2018 | 6907 | 8907.6344 | 148038 | 6645.7915 | NC | Sadie Solar | 60168 | Duke Energy Progress - (NC) | 3046 | Sunlight Partners | 58658 | Johnston | 35.4401 | -78.2076 | 1 | 1 | SUN | SOLAR |  | 5 | [6 empty] | -
6601 | 2018 | 7089 | 12823.3787 | 112351 | 4890.2414 | NC | Sadiebrook NC Solar | 62102 | Duke Energy Progress - (NC) | 3046 | Sadiebrook Solar LLC | 61641 | Bladen | 34.44 | -78.658 | 1 | 1 | SUN | SOLAR | 0.08454 | 5 |  |  | 33764 | 23279 | 3703 | 2553 | 9.118
6602 | 2018 | 28667 | 2810.6151 | 115090 | 2797.249 | NC | Salem Energy Systems LLC | 54984 | Duke Energy Carolinas, LLC | 5416 | Salem Energy Systems LLC | 22331 | Forsyth | 36.1912 | -80.1835 | 2 | 2 | LFG | BIOMASS | 0.38219 | 9 | 451716 | 178919 | 451716 | 178919 | 30132 | 11935 | 14.9912
6603 | 2018 | 6685 | 9558.6733 | 114704 | 4550.5053 | NC | Salisbury Solar | 61128 | Duke Energy Carolinas, LLC | 5416 | Salisbury Solar, LLC | 60748 | Rowan | 35.6326 | -80.4226 | 1 | 1 | SUN | SOLAR | 0.07745 | 3.8 |  |  | 23505 | 11771 | 2578 | 1291 | 9.1175
6604 | 2018 | 14626 | 9980.9863 | 148315 | 8503.0367 | NC | Samarcand Solar Farm, LLC | 58805 | Duke Energy Carolinas, LLC | 5416 | SRE Utility Solar 1, LLC | 61119 | Moore | 35.3117 | -79.695 | 10 | 10 | SUN | SOLAR | 0.19372 | 5 |  |  | 77366 | 38907 | 8485 | 4267 | 9.118
6605 | 2018 | 13956 | 11222.9926 | 112761 | 2074.1686 | NC | Sampson County Disposal | 57492 | Duke Energy Progress - (NC) | 3046 | Black Creek Renewable Energy LLC | 56814 | Sampson | 34.9856 | -78.4625 | 8 | 8 | LFG | BIOMASS | 0.55878 | 12.8 | 669682.998 | 276307.998 | 669682.998 | 276307.998 | 62655 | 25659 | 10.6884
6606 | 2018 | 13956 | 12843.7885 | 147202 | 4167.647 | NC | Sampson Solar | 61096 | Duke Energy Progress - (NC) | 3046 | Sampson Solar, LLC | 60709 | Sampson | 34.961 | -78.4705 | 1 | 1 | SUN | SOLAR | 0.21039 | 2 |  |  | 33609 | 16901 | 3686 | 1854 | 9.118
6607 | 2018 | 6888 | 6283.9822 | 148063 | 6247.2366 | NC | Sandy Cross Solar, LLC | 58491 | Duke Energy Progress - (NC) | 3046 | O2energies, Inc. | 58477 | Nash | 35.8683 | -77.9542 | 1 | 1 | SUN | SOLAR | 0.17618 | 1.2 |  |  | 16886 | 8491 | 1852 | 931 | 9.1177
6608 | 2018 | 3088 | 6383.6675 | 147096 | 6401.0356 | NC | Sandy Solar | 62692 | Virginia Electric & Power Co | 19876 | Sandy Solar, LLC | 62158 | Camden | 36.33 | -76.058 | 1 | 1 | SUN | SOLAR | 0.19484 | 5 |  |  | 77814 | 44818 | 8534 | 4915 | 9.1181
6609 | 2018 | 7798 | 71282.9619 | 109548 | 15.4403 | NC | Santeetlah | 54898 | Tennessee Valley Authority | 18642 | Brookfield Smoky Mountain Hydropower LLC | 306 | Graham | 35.4475 | -83.8639 | 2 | 2 | WAT | HYDRO | 0.36229 | 45 |  |  | 1302178 | 499005 | 142814 | 54727 | 9.118
6610 | 2018 | 9858 | 13743.5709 | 112209 | 5693.5848 | NC | Sarah Solar | 59500 | Duke Energy Progress - (NC) | 3046 | Greenbacker Renewable Energy Corporation | 60025 | Franklin | 36.1394 | -78.1469 | 1 | 1 | SUN | SOLAR | 0.19493 | 5 |  |  | 77849 | 39149 | 8538 | 4294 | 9.1179
6611 | 2018 | 324 | 3887.8108 | 115254 | 805.5634 | NC | SAS Solar Farm | 56915 | Duke Energy Progress - (NC) | 3046 | SAS Institute Inc | 56128 | Wake | 35.8136 | -78.7503 | 4 | 4 | SUN | SOLAR | 0.14498 | 2 |  |  | 23162 | 11648 | 2540 | 1277 | 9.1189
6612 | 2018 | 9873 | 10189.7216 | 148250 | 594.9133 | NC | Scarlet Solar | 60921 | Tri-County Elec Member Corp | 18957 | Cypress Creek Renewables | 61060 | Lenoir | 35.2878 | -77.7951 | 1 | 1 | SUN | SOLAR | 0.22648 | 2 |  |  | 36180 | 18195 | 3968 | 1995 | 9.1179
6613 | 2018 | 6681 | 4736.6232 | 111408 | 4733.5184 | NC | Schell Solar Farm | 59591 | Virginia Electric & Power Co | 19876 | Heelstone Energy Holdings, LLC | 59462 | Northampton | 36.4356 | -77.5664 | 1 | 1 | SUN | SOLAR | 0.19858 | 5 |  |  | 79307 | 39882 | 8698 | 4374 | 9.1178
6614 | 2018 | 10048 | 9482.6257 | 148219 | 4318.2172 | NC | Seaboard Solar LLC | 59643 | Virginia Electric & Power Co | 19876 | Seaboard Solar LLC | 59404 | Northampton | 36.4769 | -77.4678 | 1 | 1 | SUN | SOLAR | 0.19509 | 5 |  |  | 77913 | 39181 | 8545 | 4297 | 9.118
6615 | 2018 | 10012 | 11657.5338 | 114163 | 5846.9647 | NC | Sedberry Farm | 59592 | Duke Energy Progress - (NC) | 3046 | Heelstone Energy Holdings, LLC | 59462 | Moore | 35.2439 | -79.3217 | 1 | 1 | SUN | SOLAR | 0.20301 | 5 |  |  | 81077 | 40773 | 8892 | 4472 | 9.118
6616 | 2018 | 9886 | 3633.6262 | 148335 | 3629.3151 | NC | Sellers Farm Solar | 60439 | Duke Energy Progress - (NC) | 3046 | Carolina Solar Energy LLC | 58508 | Richmond | 34.882 | -79.6654 | 1 | 1 | SUN | SOLAR |  | 5 | [6 empty] | -
6617 | 2018 | 340 | 11741.5294 | 113510 | 8610.0989 | NC | Selma Solar LLC | 58669 | Duke Energy Carolinas, LLC | 5416 | Sustainable Power Group, LLC | 58661 | Johnston | 35.5764 | -78.1833 | 1 | 1 | SUN | SOLAR | 0.20436 | 5 |  |  | 81615 | 41043 | 8951 | 4501 | 9.118
6618 | 2018 | 4484 | 5981.8709 | 110874 | 3548.3671 | NC | Shadow Solar | 58744 | Duke Energy Carolinas, LLC | 5416 | Sunlight Partners | 58658 | Rutherford | 35.2131 | -81.8322 | 1 | 1 | SUN | SOLAR |  | 3 | [6 empty] | -
6619 | 2018 | 9887 | 2891.0195 | 114035 | 2177.744 | NC | Shankle Solar Center LLC | 58956 | Duke Energy Progress - (NC) | 3046 | Shankle Solar Center LLC | 58820 | Hoke | 34.9439 | -79.1958 | 1 | 1 | SUN | SOLAR | 0.20255 | 4.8 |  |  | 77658 | 39054 | 8517 | 4283 | 9.118
6620 | 2018 | 15226 | 2450.4871 | 113098 | 289.1569 | NC | Shannon Farm | 58323 | Duke Energy Progress - (NC) | 3046 | Strata Fund 2 Lessee LLC | 58283 | Robeson | 34.8475 | -79.1289 | 1 | 1 | SUN | SOLAR | 0.19436 | 5 |  |  | 77622 | 39035 | 8513 | 4281 | 9.1181
6621 | 2018 | 3087 | 402.3855 | 147095 | 391.9336 | NC | Shawboro PV1 | 59155 | Virginia Electric & Power Co | 19876 | Fresh Air Energy X, LLC | 59819 | Currituck | 36.4333 | -76.0872 | 1 | 1 | SUN | SOLAR | 0.21658 | 20 |  |  | 345981 | 173989 | 37945 | 19082 | 9.118
6622 | 2018 | 4496 | 6985.4851 | 162779 | 1898.7238 | NC | Shelby Randolph Road Solar 1, LLC | 60101 | Duke Energy Carolinas, LLC | 5416 | SRE Utility Solar 1, LLC | 61119 | Cleveland | 35.3092 | -81.5884 | 1 | 1 | SUN | SOLAR | 0.19857 | 2 |  |  | 31722 | 15953 | 3479 | 1750 | 9.1181
6623 | 2018 | 4496 | 4706.9391 | 152605 | 2652.6737 | NC | Shelby Solar Energy Generation Facility | 57200 | City of Shelby - (NC) | 17037 | Solar Star North Carolina I LLC | 56563 | Cleveland | 35.2536 | -81.5956 | 1 | 1 | SUN | SOLAR | 0.19304 | 1 |  |  | 15418 | 7754 | 1691 | 850 | 9.1177
6624 | 2018 | 4496 | 10853.4467 | 111200 | 236.7571 | NC | Shelby, NC | 54363 | Duke Energy Carolinas, LLC | 5416 | Electric Glass Fiber America, LLC. | 50035 | Cleveland | 35.3264 | -81.6292 | 4 | 4 | DFO | OIL | 0 | 4.2 |  |  |  |  | 0 | 0 | -
6625 | 2018 | 4496 | 5448.7577 | 111314 | 50.6486 | NC | Shelby, Toms Street | 56063 | City of Shelby - (NC) | 17037 | North Carolina Mun Power Agny #1 | 13630 | Cleveland | 35.3036 | -81.5225 | 1 | 1 | DFO | OIL | 0 | 1.8 | 31 | 0 | 31 | 0 | -46 | -8 | -
6626 | 2018 | 9887 | 10830.6217 | 114040 | 2496.4012 | NC | Shelter Solar | 60156 | Duke Energy Progress - (NC) | 3046 | Sol Systems | 61677 | Hoke | 34.9838 | -79.268 | 1 | 1 | SUN | SOLAR | 0.00068 | 5 |  |  | 274 | 0 | 30 | 0 | -
6627 | 2018 | 3088 | 13409.6993 | 147058 | 10406.3677 | NC | Shiloh Hwy Solar | 62691 | Virginia Electric & Power Co | 19876 | Shiloh Hwy 1108 Solar, LLC | 62157 | Camden | 36.27 | -76.033 | 1 | 1 | SUN | SOLAR |  | 5 | [6 empty] | -
6628 | 2018 | 28995 | 10925.7108 | 148347 | 1337.4094 | NC | Shoe Creek Solar, LLC | 60380 | Duke Energy Progress - (NC) | 3046 | Cypress Creek Renewables | 61060 | Scotland | 34.8449 | -79.3847 | 1 | 1 | SUN | SOLAR | 0.20976 | 65 |  |  | 1089025 | 547655 | 119437 | 60063 | 9.118
6629 | 2018 | 4496 | 3507.1077 | 111210 | 1117.9159 | NC | SID Solar I, LLC | 60108 | Duke Energy Carolinas, LLC | 5416 | SRE Utility Solar 1, LLC | 61119 | Cleveland | 35.2586 | -81.5056 | 1 | 1 | SUN | SOLAR | 0.19283 | 5 |  |  | 77009 | 38727 | 8446 | 4247 | 9.1178
6630 | 2018 | 15630 | 2478.8478 | 110973 | 2483.5635 | NC | Sigmon Catawba Farm | 58861 | Duke Energy Carolinas, LLC | 5416 | Sigmon Catawba Farm LLC | 58738 | Catawba | 35.6122 | -81.2433 | 1 | 1 | SUN | SOLAR | 0.18322 | 5 |  |  | 73174 | 36798 | 8025 | 4036 | 9.1183
6631 | 2018 | 6907 | 8954.3191 | 148038 | 4643.8715 | NC | Signature Solar | 60155 | Duke Energy Progress - (NC) | 3046 | Sunlight Partners | 58658 | Johnston | 35.458 | -78.2046 | 1 | 1 | SUN | SOLAR |  | 5 | [6 empty] | -
6632 | 2018 | 6696 | 1482.7284 | 147637 | 914.7822 | NC | Siler 421 Farm, LLC | 61019 | Duke Energy Progress - (NC) | 3046 | Heelstone Energy Holdings, LLC | 59462 | Chatham | 35.7474 | -79.4497 | 1 | 1 | SUN | SOLAR | 0.22144 | 5 |  |  | 88437 | 44474 | 9699 | 4877 | 9.1182
6633 | 2018 | 6407 | 9247.2258 | 111382 | 366.2025 | NC | Simons Farm | 59149 | Virginia Electric & Power Co | 19876 | Cypress Creek Renewables | 61060 | Hertford | 36.3064 | -76.9972 | 1 | 1 | SUN | SOLAR | 0.21605 | 5 |  |  | 86284 | 43392 | 9463 | 4759 | 9.118
6634 | 2018 | 6906 | 2137.8412 | 147989 | 2128.9098 | NC | Smithfield | 59955 | Town of Smithfield - (NC) | 17451 | SRE Utility Solar 1, LLC | 61119 | Johnston | 35.4883 | -78.3198 | 1 | 1 | SUN | SOLAR | 0.21163 | 1.8 |  |  | 30427 | 15302 | 3337 | 1678 | 9.1181
6635 | 2018 | 7092 | 83.0046 | 112360 | 73.897 | NC | Smithfield Farmland Corp Bladen | 54823 | Four County Elec Member Corp | 6640 | Smithfield Fresh Meats Corp. | 17449 | Bladen | 34.7463 | -78.8073 | 19 | 19 | DFO | OIL | 0.00143 | 28.5 | 3760.993 | 671.992 | 3760.993 | 671.992 | 356.003 | 52.003 | 10.5645
6636 | 2018 | 6892 | 9158.8248 | 158295 | 1411.4906 | NC | Smithfield Packaged Meats Corp. | 56035 | City of Wilson | 20785 | Smithfield Packaged Meats Corp. | 18065 | WILSON | 35.6943 | -77.9192 | 2 | 2 | DFO | OIL | 0.01296 | 2.8 | 2580 | 469 | 2580 | 469 | 318 | 58 | 8.1132
6637 | 2018 | 9484 | 5132.7062 | 158078 | 723.0123 | NC | Smithfield Packaged Meats Corp. | 58575 | City of Kinston - (NC) | 10345 | Smithfield Packaged Meats Corp | 58536 | Lenoir | 35.2683 | -77.6592 | 4 | 4 | DFO | OIL | 0.01575 | 9.2 | 8439.967 | 1543.814 | 8439.967 | 1543.814 | 1269 | 232 | 6.6509
6638 | 2018 | 6696 | 14040.1981 | 114745 | 2550.3559 | NC | Snow Camp Solar, LLC | 60367 | Randolph Electric Member Corp | 15671 | Cypress Creek Renewables | 61060 | Alamance | 35.8627 | -79.4235 | 1 | 1 | SUN | SOLAR | 0.2379 | 5.2 |  |  | 98812 | 49691 | 10837 | 5450 | 9.118
6639 | 2018 | 28953 | 18848.9581 | 111958 | 4069.5739 | NC | Snow Hill Solar 2 LLC | 59106 | Duke Energy Progress - (NC) | 3046 | Snow Hill Solar 2 LLC | 58927 | Greene | 35.4442 | -77.6494 | 1 | 1 | SUN | SOLAR | 0.20542 | 2 |  |  | 32815 | 16502 | 3599 | 1810 | 9.1178
6640 | 2018 | 6655 | 73.7908 | 111940 | 72.5576 | NC | SoINCPower5, LLC | 59857 | Virginia Electric & Power Co | 19876 | SolNCPower5, LLC | 59638 | Nash | 36.0528 | -77.7625 | 1 | 1 | SUN | SOLAR | 0.22646 | 5 |  |  | 90442 | 45482 | 9919 | 4988 | 9.1181
6641 | 2018 | 6422 | 26707.4317 | 111379 | 473.946 | NC | SoINCPower6, LLC | 59856 | Virginia Electric & Power Co | 19876 | SolNCPower6, LLC | 59637 | Gates | 36.443 | -76.581 | 1 | 1 | SUN | SOLAR | 0.24511 | 5 |  |  | 97890 | 49228 | 10736 | 5399 | 9.1179
6642 | 2018 | 6408 | 17132.4412 | 148226 | 241.0991 | NC | Solar Star North Carolina II LLC | 57435 | Virginia Electric & Power Co | 19876 | Solar Star North Carolina II LLC | 56758 | Hertford | 36.425 | -77.064 | 5 | 5 | SUN | SOLAR | 0.16414 | 6.5 |  |  | 85217 | 42854 | 9346 | 4700 | 9.118
6643 | 2018 | 28999 | 1916.1774 | 147987 | 1859.0764 | NC | Soluga Farms 1 | 59191 | Duke Energy Progress - (NC) | 3046 | Soluga Farms 1 LLC | 58996 | Sampson | 35.2431 | -78.3869 | 1 | 1 | SUN | SOLAR | 0.20148 | 5 |  |  | 80466 | 40465 | 8825 | 4438 | 9.118
6644 | 2018 | 9820 | 9709.3152 | 147245 | 1082.8305 | NC | Soluga Farms 2 LLC | 59192 | Duke Energy Progress - (NC) | 3046 | Soluga Farms 2 LLC | 58997 | Bladen | 34.5 | -78.6892 | 1 | 1 | SUN | SOLAR | 0.19664 | 5 |  |  | 78533 | 39493 | 8613 | 4331 | 9.118
6645 | 2018 | 6902 | 12903.6318 | 114110 | 1596.2778 | NC | Soluga Farms III | 60580 | Duke Energy Progress - (NC) | 3046 | Soluga Farms III, LLC | 60346 | Cumberland | 35.2193 | -78.6733 | 1 | 1 | SUN | SOLAR | 0.21518 | 5 |  |  | 85937 | 43217 | 9425 | 4740 | 9.118
6646 | 2018 | 6902 | 12928.1742 | 114110 | 1950.6905 | NC | Soluga Farms IV | 59934 | Duke Energy Progress - (NC) | 3046 | Pine Gate Renewables | 61298 | Cumberland | 35.2187 | -78.6695 | 1 | 1 | SUN | SOLAR | 0.06017 | 3.4 |  |  | 16340 | 4665 | 1792 | 512 | 9.1183
6647 | 2018 | 9873 | 24904.8644 | 148271 | 4046.535 | NC | Sonne One | 58782 | Duke Energy Carolinas, LLC | 5416 | Cypress Creek Renewables | 61060 | Wayne | 35.4372 | -77.8336 | 1 | 1 | SUN | SOLAR | 0.2016 | 5 |  |  | 80511 | 40489 | 8830 | 4440 | 9.1179
6648 | 2018 | 15632 | 5202.2712 | 151689 | 3233.7546 | NC | Sonne Two | 58829 | Duke Energy Carolinas, LLC | 5416 | Heelstone Energy Holdings, LLC | 59462 | Catawba | 35.6567 | -81.1836 | 1 | 1 | SUN | SOLAR | 0.22315 | 5 |  |  | 89118 | 44817 | 9774 | 4915 | 9.1179
6649 | 2018 | 6684 | 9774.476 | 111205 | 1054.5801 | NC | Sophie Solar | 58745 | Duke Energy Carolinas, LLC | 5416 | Sophie Solar LLC | 59914 | Cleveland | 35.305 | -81.6969 | 1 | 1 | SUN | SOLAR | 0.1933 | 4.5 |  |  | 69480 | 34940 | 7620 | 3832 | 9.1181
6650 | 2018 | 9859 | 13216.5208 | 162785 | 14623.6725 | NC | Soul City Solar | 59606 | Duke Energy Progress - (NC) | 3046 | Cypress Creek Renewables | 61060 | Warren | 36.25 | -78.25 | 1 | 1 | SUN | SOLAR | 0.1727 | 3.5 |  |  | 48280 | 24278 | 5295 | 2663 | 9.118
6651 | 2018 | 28666 | 1153.8364 | 112275 | 1108.6706 | NC | South Atlantic Services Solar Farm I | 60798 | Duke Energy Progress - (NC) | 3046 | South Atlantic Services Inc | 60478 | New Hanover | 34.2902 | -77.9757 | 1 | 1 | SUN | SOLAR | 0.20398 | 1.6 |  |  | 26069 | 13109 | 2859 | 1438 | 9.1182
6652 | 2018 | 6699 | 24901.9894 | 112208 | 4270.3656 | NC | South Louisburg Solar | 59825 | Duke Energy Progress - (NC) | 3046 | Cypress Creek Renewables | 61060 | Franklin | 36.057 | -78.308 | 1 | 1 | SUN | SOLAR | 0.22411 | 5 |  |  | 89502 | 45009 | 9816 | 4936 | 9.118
6653 | 2018 | 9849 | 1288.1686 | 113103 | 1288.2533 | NC | South Robeson Farm | 58273 | Duke Energy Progress - (NC) | 3046 | Greenbacker Renewable Energy Corporation | 60025 | Robeson | 34.5611 | -79.281 | 1 | 1 | SUN | SOLAR | 0.19507 | 5 |  |  | 77904 | 39177 | 8544 | 4297 | 9.118
6654 | 2018 | 6964 | 859.5188 | 115062 | 869.7289 | NC | South Winston Farm, LLC | 60409 | Duke Energy Carolinas, LLC | 5416 | Cypress Creek Renewables | 61060 | Forsyth | 36.0288 | -80.302 | 1 | 1 | SUN | SOLAR | 0.19624 | 5.2 |  |  | 81505 | 40988 | 8939 | 4495 | 9.1179
6655 | 2018 | 9859 | 2746.3337 | 147981 | 2679.2331 | NC | Southerland Farm Solar | 60553 | Duke Energy Progress - (NC) | 3046 | Southerland Farm Solar, LLC | 60327 | Vance | 36.2656 | -78.3678 | 1 | 1 | SUN | SOLAR | 0.1724 | 5 |  |  | 68851 | 34624 | 7551 | 3797 | 9.1181
6656 | 2018 | 9851 | 1932.9819 | 146805 | 1893.4032 | NC | Soy Solar | 59571 | Duke Energy Progress - (NC) | 3046 | Soy Solar LLC | 59318 | Robeson | 34.58 | -79.0444 | 1 | 1 | SUN | SOLAR |  | 5 | [6 empty] | -
6657 | 2018 | 15775 | 1266.6323 | 114230 | 55.8628 | NC | Speedway Solar NC, LLC | 62821 | Duke Energy Carolinas, LLC | 5416 | Speedway Solar NC, LLC | 62717 | Cabarrus | 35.218 | -80.536 | 1 | 1 | SUN | SOLAR |  | 22.6 | [6 empty] | -
6658 | 2018 | 6685 | 2944.5366 | 114702 | 2157.6231 | NC | Spencer Farm, LLC | 61220 | Duke Energy Carolinas, LLC | 5416 | Spencer Farm, LLC | 60848 | Rowan | 35.7129 | -80.4079 | 1 | 1 | SUN | SOLAR | 0.20386 | 5 |  |  | 81414 | 40942 | 8929 | 4490 | 9.1179
6659 | 2018 | 14626 | 10203.6693 | 148315 | 8755.8861 | NC | Spicewood Solar Farm LLC | 59109 | Duke Energy Progress - (NC) | 3046 | Spicewood Solar Farm LLC | 58915 | Moore | 35.3025 | -79.7017 | 1 | 1 | SUN | SOLAR | 0.19215 | 5 |  |  | 76738 | 38590 | 8416 | 4232 | 9.1181
6660 | 2018 | 28766 | 6936.3465 | 111430 | 6921.4953 | NC | Spring Valley Farm 2, LLC | 59593 | Duke Energy Progress - (NC) | 3046 | Spring Valley Farm 2, LLC | 59338 | Vance | 36.3711 | -78.4153 | 1 | 1 | SUN | SOLAR | 0.20808 | 5 |  |  | 83099 | 41789 | 9114 | 4583 | 9.1177
6661 | 2018 | 15226 | 13524.1681 | 113097 | 4521.6418 | NC | St. Pauls Solar 1, LLC | 60396 | Duke Energy Progress - (NC) | 3046 | Cypress Creek Renewables | 61060 | Robeson | 34.7716 | -78.9836 | 1 | 1 | SUN | SOLAR | 0.2171 | 4.9 |  |  | 84971 | 42731 | 9319 | 4686 | 9.118
6662 | 2018 | 15226 | 13865.7221 | 113097 | 4626.322 | NC | St. Pauls Solar 2 | 61156 | Duke Energy Progress - (NC) | 3046 | CD Global Solar Holdings, LLC | 60865 | Robeson | 34.7691 | -78.981 | 1 | 1 | SUN | SOLAR | 0.21283 | 5 |  |  | 84998 | 42744 | 9322 | 4688 | 9.118
6663 | 2018 | 28766 | 12160.1614 | 111430 | 12105.8803 | NC | Stagecoach Solar | 59604 | Duke Energy Carolinas, LLC | 5416 | Cypress Creek Renewables | 61060 | Vance | 36.4147 | -78.4597 | 1 | 1 | SUN | SOLAR | 0.17927 | 5 |  |  | 71595 | 36004 | 7852 | 3949 | 9.1181
6664 | 2018 | 28766 | 12865.8152 | 111431 | 12845.1503 | NC | Stainback Solar Farm | 60257 | Duke Energy Progress - (NC) | 3046 | Cypress Creek Renewables | 61060 | Vance | 36.3953 | -78.3283 | 1 | 1 | SUN | SOLAR | 0.21034 | 5 |  |  | 84005 | 42245 | 9213 | 4633 | 9.1181
6665 | 2018 | 1517 | 2058.6008 | 114534 | 2068.1362 | NC | Star Solar | 58746 | Duke Energy Carolinas, LLC | 5416 | Star Solar LLC | 59915 | Durham | 36.08 | -78.8239 | 1 | 1 | SUN | SOLAR | 0.2124 | 5 |  |  | 84826 | 42657 | 9303 | 4678 | 9.1181
6666 | 2018 | 13956 | 872.5134 | 162784 | 305.1518 | NC | Starr | 62602 | Duke Energy Progress - (NC) | 3046 | Starr Farm, LLC | 62100 | Sampson | 35.0154 | -78.3508 | 1 | 1 | SUN | SOLAR |  | 5 | [6 empty] | -
6667 | 2018 | 10017 | 12346.2987 | 114333 | 136.3477 | NC | Statesville Delivery No 3 | 56552 | City of Statesville - (NC) | 18022 | North Carolina Mun Power Agny #1 | 13630 | Iredell | 35.7972 | -80.8542 | 1 | 1 | DFO | OIL | 0 | 2.2 | 31 | 0 | 31 | 0 | -45 | -8 | -
6668 | 2018 | 4473 | 10253.4803 | 114677 | 2419.784 | NC | Statesville Solar | 61535 | Duke Energy Carolinas, LLC | 5416 | Cypress Creek Renewables | 61060 | Rowan | 35.7397 | -80.7124 | 1 | 1 | SUN | SOLAR | 0.20299 | 5 |  |  | 81069 | 40769 | 8891 | 4471 | 9.1181
6669 | 2018 | 10017 | 4671.879 | 114336 | 37.5123 | NC | Statesville, Highway 64 | 56062 | City of Statesville - (NC) | 18022 | North Carolina Mun Power Agny #1 | 13630 | Iredell | 35.7985 | -80.9427 | 1 | 1 | DFO | OIL | 0 | 1.8 | 43 | 0 | 43 | 0 | -43 | -8 | -
6670 | 2018 | 10017 | 17199.9501 | 110739 | 3043.1342 | NC | Stikeleather Farm | 59595 | Duke Energy Carolinas, LLC | 5416 | Stikeleather Farm, LLC | 59340 | Alexander | 35.9022 | -81.1061 | 1 | 1 | SUN | SOLAR | 0.20564 | 5 |  |  | 82127 | 41301 | 9007 | 4529 | 9.1181
6671 | 2018 | 9851 | 2067.273 | 146805 | 2034.4762 | NC | Stone Solar | 61085 | Duke Energy Progress - (NC) | 3046 | Stone Solar, LLC | 60699 | Robeson | 34.5831 | -79.0318 | 1 | 1 | SUN | SOLAR | 0.21868 | 5 |  |  | 87331 | 43918 | 9578 | 4817 | 9.1179
6672 | 2018 | 6978 | 9747.5166 | 110812 | 1288.5234 | NC | Stony Knoll Solar, LLC | 62820 | Duke Energy Carolinas, LLC | 5416 | Stony Knoll Solar, LLC | 62716 | Surry | 36.288 | -80.656 | 1 | 1 | SUN | SOLAR |  | 22.6 | [6 empty] | -
6673 | 2018 | 1850 | 16708.3586 | 114762 | 238.5735 | NC | Stout Farm | 59581 | Duke Energy Carolinas, LLC | 5416 | Stout Farm, LLC | 59326 | Orange | 36.0792 | -79.1997 | 1 | 1 | SUN | SOLAR | 0.19466 | 5 |  |  | 77741 | 39095 | 8526 | 4288 | 9.1181
6674 | 2018 | 6422 | 26830.1945 | 111379 | 2040.5476 | NC | Sugar Run Solar | 60189 | Virginia Electric & Power Co | 19876 | Sugar Run Solar, LLC | 59952 | Gates | 36.4378 | -76.5978 | 1 | 1 | SUN | SOLAR | 0.22244 | 5 |  |  | 88836 | 44675 | 9743 | 4900 | 9.1179
6675 | 2018 | 3087 | 6084.3797 | 157233 | 111.7825 | NC | Summit Farms Solar | 60611 | Virginia Electric & Power Co | 19876 | Summit Farms LLC | 60359 | Currituck | 36.4765 | -76.136 | 1 | 1 | SUN | SOLAR | 0.21833 | 60 |  |  | 1046328 | 534342 | 114754 | 58603 | 9.118
6676 | 2018 | 6403 | 3643.1294 | 111426 | 3649.1955 | NC | Sun Devil Solar | 59505 | Duke Energy Progress - (NC) | 3046 | Cypress Creek Renewables | 61060 | Warren | 36.432 | -77.9703 | 1 | 1 | SUN | SOLAR | 0.19228 | 5 |  |  | 76792 | 38618 | 8422 | 4235 | 9.118
6677 | 2018 | 6422 | 7320.6034 | 147094 | 7378.168 | NC | Sun Farm V, LLC | 61287 | Virginia Electric & Power Co | 19876 | Greenbacker Renewable Energy Corporation | 60025 | Perquimans | 36.1606 | -76.4894 | 1 | 1 | SUN | SOLAR | 0.00326 | 5 |  |  | 1304 | 0 | 143 | 0 | -
6678 | 2018 | 6422 | 12704.8083 | 111645 | 7043.8287 | NC | Sun Farm VI, LLC | 61842 | Virginia Electric & Power Co | 19876 | Greenbacker Renewable Energy Corporation | 60025 | Perquimans | 36.1144 | -76.5078 | 1 | 1 | SUN | SOLAR | 0.01167 | 5 |  |  | 4659 | 0 | 511 | 0 | -
6679 | 2018 | 28666 | 525.0206 | 112275 | 461.9473 | NC | SunEdison LV Sutton Plant Site | 56938 | Duke Energy Progress - (NC) | 3046 | SunE NC Progress 1 LLC | 56183 | New Hanover | 34.2867 | -77.9814 | 1 | 1 | SUN | SOLAR | 0.08904 | 1.2 |  |  | 8534 | 4291 | 936 | 471 | 9.1175
6680 | 2018 | 6677 | 28465.5556 | 111411 | 967.1701 | NC | SunEnergy1-Scotland Neck, LLC | 59898 | Town of Scotland Neck - (NC) | 16788 | SunEnergy1-Scotland Neck, LLC | 59672 | Halifax | 36.125 | -77.4091 | 1 | 1 | SUN | SOLAR | 0.2089 | 3 |  |  | 50059 | 25174 | 5490 | 2761 | 9.1182
6681 | 2018 | 6905 | 3629.6547 | 147408 | 3332.4626 | NC | Sunfish Farm | 58864 | Duke Energy Progress - (NC) | 3046 | Cypress Creek Renewables | 61060 | Wake | 35.5581 | -78.7358 | 1 | 1 | SUN | SOLAR | 0.19575 | 5 |  |  | 78177 | 39314 | 8574 | 4312 | 9.1179
6682 | 2018 | 6681 | 5220.1459 | 111408 | 5216.3215 | NC | Sunflower Solar | 60638 | Virginia Electric & Power Co | 19876 | Sunflower Solar LLC | 60381 | Halifax | 36.395 | -77.593 | 1 | 1 | SUN | SOLAR | 0.19659 | 16 |  |  | 251237 | 126344 | 27554 | 13857 | 9.118
6683 | 2018 | 9995 | 470.3046 | 114147 | 471.1121 | NC | Sweetgum Solar | 59824 | Duke Energy Progress - (NC) | 3046 | SRE Utility Solar 1, LLC | 61119 | Lee | 35.4583 | -79.1811 | 1 | 1 | SUN | SOLAR | 0.21144 | 5 |  |  | 84442 | 42464 | 9261 | 4657 | 9.118
6684 | 2018 | 28719 | 1297.2133 | 147207 | 1112.2869 | NC | Tamworth Holdings | 60394 | Duke Energy Progress - (NC) | 3046 | Tamworth Holdings, LLC | 60193 | Bladen | 34.7456 | -78.4212 | 1 | 1 | SUN | SOLAR |  | 5 | [6 empty] | -
6685 | 2018 | 6692 | 4164.7552 | 148296 | 153.7716 | NC | Tanager Holdings | 60691 | Duke Energy Progress - (NC) | 3046 | Tanager Holdings, LLC | 60410 | Randolph | 35.7527 | -79.7846 | 1 | 1 | SUN | SOLAR |  | 5 | [6 empty] | -
6686 | 2018 | 6677 | 5131.7257 | 158081 | 3755.3746 | NC | Tarboro Solar | 59648 | Virginia Electric & Power Co | 19876 | Tarboro Solar LLC | 59412 | Edgecombe | 35.8581 | -77.4992 | 1 | 1 | SUN | SOLAR | 0.2197 | 5 |  |  | 87743 | 44125 | 9623 | 4839 | 9.1181
6687 | 2018 | 6902 | 14630.7656 | 114110 | 2252.2499 | NC | Tart Farm | 59583 | Duke Energy Progress - (NC) | 3046 | Tart Farm, LLC | 59328 | Cumberland | 35.2044 | -78.6811 | 1 | 1 | SUN | SOLAR | 0.2029 | 5 |  |  | 81031 | 40750 | 8887 | 4469 | 9.1179
6688 | 2018 | 9858 | 1485.0404 | 111949 | 1487.0904 | NC | Tate Solar | 60160 | Duke Energy Progress - (NC) | 3046 | Sunlight Partners | 58658 | Nash | 36.0661 | -78.0296 | 1 | 1 | SUN | SOLAR |  | 5 | [6 empty] | -
6689 | 2018 | 10017 | 20571.4844 | 110738 | 955.3375 | NC | Taylorsville Solar LLC | 57402 | EnergyUnited Elec Member Corp | 21632 | Taylorsville Solar LLC | 56798 | Alexander | 35.9091 | -81.1525 | 1 | 1 | SUN | SOLAR | 0.15202 | 1.2 |  |  | 14572 | 7328 | 1598 | 804 | 9.1189
6690 | 2018 | 6024 | 11218.6499 | 109818 | 1393.8218 | NC | Tennessee Creek | 2749 | Duke Energy Carolinas, LLC | 5416 | Duke Energy Carolinas, LLC | 5416 | Jackson | 35.2139 | -83.0028 | 1 | 1 | WAT | HYDRO | 0.50853 | 10.8 |  |  | 438677 | 168104 | 48111 | 18437 | 9.118
6691 | 2018 | 6893 | 3647.0489 | 113479 | 3635.3767 | NC | Thanksgiving Fire Solar Farm, LLC | 62786 | Duke Energy Progress - (NC) | 3046 | Sol Systems | 61677 | Johnston | 35.701 | -78.327 | 1 | 1 | SUN | SOLAR |  | 2 | [6 empty] | -
6692 | 2018 | 9852 | 5755.7339 | 162736 | 5063.8684 | NC | Thigpen Farms Solar, LLC | 60850 | Duke Energy Progress - (NC) | 3046 | Cypress Creek Renewables | 61060 | Robeson | 34.7092 | -79.3519 | 1 | 1 | SUN | SOLAR |  | 5 | [6 empty] | -
6693 | 2018 | 9873 | 17351.6245 | 148464 | 341.7345 | NC | Thornton PV1 | 59152 | Duke Energy Carolinas, LLC | 5416 | Ecoplexus, Inc | 58970 | Greene | 35.3958 | -77.6617 | 1 | 1 | SUN | SOLAR | 0.19091 | 5 |  |  | 76246 | 38343 | 8362 | 4205 | 9.1182
6694 | 2018 | 7798 | 91.7066 | 109817 | 83.2925 | NC | Thorpe | 2750 | Duke Energy Carolinas, LLC | 5416 | Duke Energy Carolinas, LLC | 5416 | Jackson | 35.234 | -83.1254 | 1 | 1 | WAT | HYDRO | 0.50746 | 21.6 |  |  | 875501 | 335499 | 96019 | 36795 | 9.118
6695 | 2018 | 9850 | 12939.915 | 146810 | 314.4187 | NC | Three Bridge | 62540 | Progress Energy Carolinas Inc | 3046 | Three Bridge Farm, LLC | 62040 | Robeson | 34.6705 | -79.2001 | 1 | 1 | SUN | SOLAR | 0 | 2 |  |  |  |  | 0 | 0 | -
6696 | 2018 | 6977 | 8792.3117 | 111013 | 6306.9384 | NC | Tiburon Holdings | 59217 | Duke Energy Carolinas, LLC | 5416 | Heelstone Energy Holdings, LLC | 59462 | Davie | 35.9033 | -80.4169 | 1 | 1 | SUN | SOLAR | 0.20945 | 5 |  |  | 83649 | 42066 | 9174 | 4613 | 9.1181
6697 | 2018 | 9859 | 24896.597 | 162758 | 3703.5973 | NC | Tides Lane Farm | 60429 | Duke Energy Progress - (NC) | 3046 | Carolina Solar Energy LLC | 58508 | Franklin | 36.0694 | -78.2988 | 1 | 1 | SUN | SOLAR |  | 3.7 | [6 empty] | -
6698 | 2018 | 15691 | 249.2349 | 114372 | 246.9265 | NC | Tillery | 2714 | Duke Energy Progress - (NC) | 3046 | Duke Energy Progress - (NC) | 3046 | Montgomery | 35.2067 | -80.0648 | 4 | 4 | WAT | HYDRO | 0.32427 | 84 |  |  | 2175627.999 | 833716.999 | 238607.999 | 91436.001 | 9.118
6699 | 2018 | 6663 | 8419.6118 | 111936 | 7579.01 | NC | Tolson Solar | 61131 | Edgecombe-Martin County E M C | 5656 | Tolson Solar, LLC | 60751 | Edgecombe | 35.8296 | -77.6159 | 1 | 1 | SUN | SOLAR | 0.21594 | 3 |  |  | 51744 | 26022 | 5675 | 2854 | 9.1179
6700 | 2018 | 15630 | 19233.4264 | 110980 | 1006.5672 | NC | Tower Solar Center LLC | 59159 |  | -9999 | Coronal Development Services | 58695 | Lincoln | 35.4889 | -81.4211 | 1 | 1 | SUN | SOLAR |  | 5 | [6 empty] | -
6701 | 2018 | 9869 | 548.16 | 112254 | 554.8936 | NC | Town of Cary | 59377 | Duke Energy Progress - (NC) | 3046 | Cypress Creek Renewables | 61060 | Duplin | 34.8239 | -77.9697 | 1 | 1 | SUN | SOLAR | 0.17002 | 1.5 |  |  | 20369 | 10243 | 2234 | 1123 | 9.1177
6702 | 2018 | 6890 | 13478.9422 | 111953 | 9330.6668 | NC | Tracy Solar | 59498 | Duke Energy Carolinas, LLC | 5416 | Cypress Creek Renewables | 61060 | Nash | 35.7998 | -78.1398 | 1 | 1 | SUN | SOLAR | 0.21115 | 10 |  |  | 168654 | 84815 | 18497 | 9302 | 9.1179
6703 | 2018 | 7031 | 10724.5572 | 114911 | 461.1122 | NC | Trinity Solar | 60291 | Duke Energy Carolinas, LLC | 5416 | Cypress Creek Renewables | 61060 | Randolph | 35.8702 | -79.9282 | 1 | 1 | SUN | SOLAR |  | 5 | [6 empty] | -
6704 | 2018 | 9412 | 13057.3431 | 114339 | 242.0336 | NC | Tripple State Farm | 61086 | Duke Energy Carolinas, LLC | 5416 | Tripple State Farm, LLC | 60700 | Iredell | 35.735 | -80.7749 | 1 | 1 | SUN | SOLAR | 0.21596 | 5 |  |  | 86247 | 43373 | 9459 | 4757 | 9.118
6705 | 2018 | 7798 | 1513.6301 | 109558 | 28.6814 | NC | Tuckasegee | 2751 | Duke Energy Carolinas, LLC | 5416 | Duke Energy Carolinas, LLC | 5416 | Jackson | 35.247 | -83.1281 | 1 | 1 | WAT | HYDRO | 0.26929 | 3 |  |  | 64528 | 24728 | 7077 | 2712 | 9.118
6706 | 2018 | 15692 | 10406.0715 | 114375 | 62.429 | NC | Tuckertown Hydro | 54897 | Duke Energy Carolinas, LLC | 5416 | Cube Hydro Carolinas Yadkin | 317 | Montgomery | 35.4856 | -80.1758 | 3 | 3 | WAT | HYDRO | 0.44689 | 42 |  |  | 1499192.001 | 574502.001 | 164421 | 63006.999 | 9.118
6707 | 2018 | 9850 | 7570.8834 | 162755 | 2355.5693 | NC | Turkey Branch Solar LLC | 58670 | Duke Energy Carolinas, LLC | 5416 | Sustainable Power Group, LLC | 58661 | Robeson | 34.5244 | -79.1044 | 1 | 1 | SUN | SOLAR | 0.2018 | 5 |  |  | 80596 | 40531 | 8839 | 4445 | 9.1182
6708 | 2018 | 6405 | 13547.5105 | 111384 | 2035.1252 | NC | Turkey Creek PV1 | 60000 | Virginia Electric & Power Co | 19876 | Fresh Air Energy XXXV, LLC | 60507 | Northampton | 36.4414 | -77.1356 | 1 | 1 | SUN | SOLAR | 0.18982 | 13.5 |  |  | 204680 | 102930 | 22448 | 11289 | 9.118
6709 | 2018 | 11731 | 23952.7869 | 110350 | 80.6956 | NC | Turner Shoals | 2735 | Duke Energy Carolinas, LLC | 5416 | Northbrook Carolina Hydro LLC | 13763 | Polk | 35.3348 | -82.1864 | 2 | 2 | WAT | HYDRO | 0.44161 | 5.4 |  |  | 190476 | 82901 | 20890 | 9092 | 9.118
6710 | 2018 | 11731 | 9001.6986 | 110598 | 79.1468 | NC | Tuxedo | 2736 | Duke Energy Carolinas, LLC | 5416 | Duke Energy Carolinas, LLC | 5416 | Henderson | 35.245 | -82.3894 | 2 | 2 | WAT | HYDRO | 0.77308 | 5 |  |  | 308743 | 118313 | 33861 | 12976 | 9.118
6711 | 2018 | 9868 | 3251.2731 | 111659 | 3227.6794 | NC | TWE Chocowinity Solar, LLC | 60048 | Duke Energy Progress - (NC) | 3046 | Cypress Creek Renewables | 61060 | Beaufort | 35.5017 | -77.1056 | 1 | 1 | SUN | SOLAR | 0.17641 | 4.5 |  |  | 63408 | 31887 | 6954 | 3497 | 9.1182
6712 | 2018 | 9480 | 1738.0981 | 148471 | 1745.5773 | NC | TWE New Bern Solar Project, LLC | 60191 | Duke Energy Progress - (NC) | 3046 | Cypress Creek Renewables | 61060 | Craven | 35.1543 | -77.1343 | 1 | 1 | SUN | SOLAR | 0.178 | 4 |  |  | 56869 | 28599 | 6237 | 3137 | 9.118
6713 | 2018 | 15628 | 4323.7924 | 110970 | 579.5025 | NC | Two Lines Farm | 58348 | Duke Energy Carolinas, LLC | 5416 | Two Lines Farm LLC | 58334 | Catawba | 35.6292 | -81.3267 | 1 | 1 | SUN | SOLAR | 0.19379 | 5 |  |  | 77393 | 38920 | 8488 | 4268 | 9.1179
6714 | 2018 | 6422 | 317.6164 | 147094 | 346.3034 | NC | Two Mile Desert Project | 60510 | Virginia Electric & Power Co | 19876 | Citizens Enterprises Corporation | 58871 | Perquimans | 36.22 | -76.46 | 1 | 1 | SUN | SOLAR |  | 16.2 | [6 empty] | -
6715 | 2018 | 6422 | 66.1855 | 147094 | 86.4105 | NC | Two Mile Solar | 59427 | Virginia Electric & Power Co | 19876 | Cypress Creek Renewables | 61060 | Perquimans | 36.2231 | -76.4619 | 1 | 1 | SUN | SOLAR | 0.20272 | 5 |  |  | 80959 | 40714 | 8879 | 4465 | 9.118
6716 | 2018 | 10707 | 1374.2652 | 112014 | 1381.0724 | NC | Tyler Solar | 60970 | Duke Energy Carolinas, LLC | 5416 | Tyler Solar, LLC | 60602 | Granville | 36.2852 | -78.6096 | 1 | 1 | SUN | SOLAR |  | 5 | [6 empty] | -
6717 | 2018 | 4169 | 3459.7208 | 115125 | 1467.4951 | NC | UNC-CH LFG Facility | 58268 | Duke Energy Carolinas, LLC | 5416 | University of North Carolina | 19541 | Orange | 35.9386 | -79.0592 | 1 | 1 | LFG | BIOMASS | 0.41598 | 1 | 39970 | 15832 | 39970 | 15832 | 3644 | 1443 | 10.9687
6718 | 2018 | 6408 | 16855.7004 | 148226 | 1306.4259 | NC | Underwood PV2 | 60998 | Virginia Electric &amp; Power Co | 19876 | Ecoplexus, Inc | 58970 | Hertford | 36.4194 | -77.0495 | 1 | 1 | SUN | SOLAR |  | 16 | [6 empty] | -
6719 | 2018 | 4169 | 74.1457 | 115120 | 71.6568 | NC | University of NC Chapel Hill | 54276 | Duke Energy Carolinas, LLC | 5416 | University of North Carolina | 19541 | Orange | 35.9069 | -79.0617 | 3 | 4 | BIT | COAL | 0.10336 | 56 | 311832.771 | 118425.877 | 311832.771 | 118425.877 | 50706 | 13855 | 6.1498
6720 | 2018 | 28954 | 1971.874 | 111485 | 1927.7797 | NC | Upchurch Solar Center LLC | 58812 | City of Wilson | 20785 | Cypress Creek Renewables | 61060 | Wilson | 35.7819 | -77.8839 | 1 | 1 | SUN | SOLAR | 0.20084 | 5 |  |  | 80212 | 40338 | 8797 | 4424 | 9.1181
6721 | 2018 | 15690 | 3139.1802 | 158293 | 130.5846 | NC | Uwharrie Mountain Renewable | 58526 | Duke Energy Progress - (NC) | 3046 | Uwharrie Mountain Renewable Energy, LLC | 58502 | Montgomery | 35.333 | -79.9649 | 6 | 6 | LFG | BIOMASS | 0.71654 | 9.6 | 625998 | 247950 | 625998 | 247950 | 60258 | 23866.998 | 10.3886
6722 | 2018 | 28954 | 1716.3062 | 111485 | 1650.7013 | NC | Van Slyke Solar Center, LLC | 59761 | Duke Energy Progress - (NC) | 3046 | SRE Utility Solar 1, LLC | 61119 | Wilson | 35.777 | -77.8805 | 1 | 1 | SUN | SOLAR | 0.20683 | 5 |  |  | 82600 | 41538 | 9059 | 4556 | 9.118
6723 | 2018 | 9859 | 3030.7578 | 111432 | 3020.4648 | NC | Vance Solar Farm, LLC | 59928 | Duke Energy Carolinas, LLC | 5416 | Cypress Creek Renewables | 61060 | Vance | 36.2585 | -78.412 | 1 | 1 | SUN | SOLAR | 0.19388 | 5 |  |  | 77431 | 38939 | 8492 | 4271 | 9.1181
6724 | 2018 | 6405 | 15179.7098 | 111384 | 1265.9878 | NC | Vaughn Creek PV1 | 60001 | Virginia Electric & Power Co | 19876 | Ecoplexus, Inc | 58970 | Hertford | 36.451 | -77.1206 | 1 | 1 | SUN | SOLAR | 0.21537 | 20 |  |  | 344050 | 173018 | 37733 | 18975 | 9.118
6725 | 2018 | 10015 | 913.2129 | 114165 | 907.9897 | NC | Vickers | 59190 | Duke Energy Progress - (NC) | 3046 | Vickers Farm LLC | 58995 | Chatham | 35.8233 | -79.0803 | 1 | 1 | SUN | SOLAR | 0.21067 | 2 |  |  | 33653 | 16924 | 3691 | 1856 | 9.1176
6726 | 2018 | 9859 | 6613.5289 | 147981 | 6546.312 | NC | Vicksburg Solar | 59605 | Duke Energy Progress - (NC) | 3046 | Cypress Creek Renewables | 61060 | Vance | 36.325 | -78.3431 | 1 | 1 | SUN | SOLAR | 0.19573 | 5 |  |  | 78169 | 39310 | 8573 | 4311 | 9.118
6727 | 2018 | 15777 | 16569.5689 | 114224 | 1438.7965 | NC | Violet Solar | 60961 | Duke Energy Carolinas, LLC | 5416 | Violet Solar, LLC | 60597 | Cabarrus | 35.4011 | -80.4185 | 1 | 1 | SUN | SOLAR | 0.00021 | 5 |  |  | 82 | 0 | 9 | 0 | -
6728 | 2018 | 9885 | 4879.2264 | 114055 | 2296.3896 | NC | Viper Solar | 60920 | Lumbee River Elec Member Corp | 11291 | Cypress Creek Renewables | 61060 | Cumberland | 34.9349 | -78.9622 | 1 | 1 | SUN | SOLAR | 0.21752 | 2 |  |  | 34750 | 17475 | 3811 | 1916 | 9.1183
6729 | 2018 | 28662 | 149.6141 | 114009 | 35.6612 | NC | W H Weatherspoon | 2716 | Duke Energy Progress - (NC) | 3046 | Duke Energy Progress - (NC) | 3046 | Robeson | 34.5875 | -78.9755 | 4 | 7 | DFO | OIL | 0.00059 | 328.5 | 72583 | 29607 | 72583 | 29607 | 1712 | 313 | 42.3966
6730 | 2018 | 4496 | 14998.2548 | 111197 | 340.5961 | NC | Waco Farm | 58863 | Duke Energy Carolinas, LLC | 5416 | Waco Farm LLC | 58735 | Cleveland | 35.3522 | -81.4261 | 1 | 1 | SUN | SOLAR | 0.1987 | 5 |  |  | 79354 | 39906 | 8703 | 4377 | 9.118
6731 | 2018 | 10051 | 4047.3011 | 114387 | 4042.2609 | NC | Wadesboro 4 | 62627 | Duke Energy Progress - (NC) | 3046 | Wadesboro Farm 4, LLC | 62114 | Anson | 35.1022 | -80.122 | 1 | 1 | SUN | SOLAR |  | 2.2 | [6 empty] | -
6732 | 2018 | 10052 | 1125.2261 | 114388 | 1129.2843 | NC | Wadesboro Farm 1 | 61087 | Duke Energy Progress - (NC) | 3046 | Wadesboro Farm 1, LLC | 60701 | Anson | 34.9911 | -80.0973 | 1 | 1 | SUN | SOLAR | 0.20689 | 5 |  |  | 82628 | 41552 | 9062 | 4557 | 9.1181
6733 | 2018 | 10052 | 3557.6571 | 151806 | 2787.4802 | NC | Wadesboro Farm 2 | 60575 | Duke Energy Progress - (NC) | 3046 | Wadesboro Farm 2, LLC | 60341 | Anson | 35.0234 | -80.0932 | 1 | 1 | SUN | SOLAR | 0.2155 | 5 |  |  | 86065 | 43281 | 9439 | 4747 | 9.118
6734 | 2018 | 10052 | 3997.9522 | 146648 | 1754.9797 | NC | Wadesboro Farm 3 | 60576 | Duke Energy Progress - (NC) | 3046 | Wadesboro Farm 3, LLC | 60342 | Anson | 34.9694 | -80.051 | 1 | 1 | SUN | SOLAR | 0.21541 | 5 |  |  | 86027 | 43262 | 9435 | 4745 | 9.1179
6735 | 2018 | 10052 | 5501.5418 | 114392 | 1409.9643 | NC | Wadesboro Solar | 61129 | Duke Energy Progress - (NC) | 3046 | Wadesboro Solar, LLC | 60749 | Anson | 34.9739 | -80.029 | 1 | 1 | SUN | SOLAR | 0.08943 | 5 |  |  | 35718 | 17962 | 3917 | 1970 | 9.1187
6736 | 2018 | 6670 | 2756.4242 | 147668 | 2186.7716 | NC | Wagstaff Farm 1 | 58862 | Duke Energy Progress - (NC) | 3046 | Wagstaff Farm LLC | 58736 | Person | 36.4586 | -78.9567 | 1 | 1 | SUN | SOLAR | 0.2005 | 5 |  |  | 80074 | 40267 | 8782 | 4416 | 9.118
6737 | 2018 | 28771 | 4347.4116 | 115251 | 640.9662 | NC | Wake County LFG Facility | 59688 | Duke Energy Progress - (NC) | 3046 | Ingenco Renewable Development, LLC | 59452 | Wake | 35.674 | -78.854 | 24 | 24 | LFG | BIOMASS | 0.70177 | 7.2 | 473080.992 | 182544 | 473080.992 | 182544 | 44262 | 17079 | 10.6882
6738 | 2018 | 12414 | 3030.859 | 115180 | 537.4553 | NC | Wakefield Solar | 61536 | Duke Energy Progress - (NC) | 3046 | Cypress Creek Renewables | 61060 | Wake | 35.8142 | -78.3124 | 1 | 1 | SUN | SOLAR | 0.2166 | 5 |  |  | 86502 | 43501 | 9487 | 4771 | 9.118
6739 | 2018 | 9419 | 3821.5372 | 112253 | 1791.6798 | NC | Wallace | 59050 | Duke Energy Carolinas, LLC | 5416 | Sustainable Power Group, LLC | 58661 | Duplin | 34.7581 | -77.9717 | 1 | 1 | SUN | SOLAR | 0.19064 | 2 |  |  | 30453 | 15315 | 3340 | 1680 | 9.1177
6740 | 2018 | 9418 | 3171.9001 | 148436 | 3173.2701 | NC | Wallace Solar 2 | 60090 | Duke Energy Progress - (NC) | 3046 | Wallace Solar 2 LLC | 59840 | Duplin | 34.743 | -78.005 | 1 | 1 | SUN | SOLAR |  | 1.9 | [6 empty] | -
6741 | 2018 | 6024 | 47891.656 | 109832 | 204.448 | NC | Walters | 2715 | Duke Energy Progress - (NC) | 3046 | Duke Energy Progress - (NC) | 3046 | Haywood | 35.6946 | -83.0503 | 3 | 3 | WAT | HYDRO | 0.50509 | 108 |  |  | 4357062.999 | 1669659.999 | 477852.999 | 183117 | 9.118
6742 | 2018 | 9851 | 7621.9277 | 113100 | 7615.159 | NC | Walters Solar (FLS 260) | 59603 | Duke Energy Progress - (NC) | 3046 | Cypress Creek Renewables | 61060 | Robeson | 34.4969 | -79.0489 | 1 | 1 | SUN | SOLAR | 0.20404 | 5 |  |  | 81488 | 40979 | 8937 | 4494 | 9.118
6743 | 2018 | 4496 | 9926.2893 | 111202 | 666.8696 | NC | Warbler Holdings | 60393 | Duke Energy Carolinas, LLC | 5416 | Warbler Holdings, LLC | 60192 | Cleveland | 35.3188 | -81.6239 | 1 | 1 | SUN | SOLAR |  | 4 | [6 empty] | -
6744 | 2018 | 7041 | 6810.4805 | 114992 | 888.7867 | NC | Ward WTP | 57607 | Town of High Point | 8571 | City Of High Point | 56934 | Guilford | 35.9678 | -79.9708 | 2 | 2 | DFO | OIL | 0.00388 | 2 | 730 | 137 | 730 | 137 | 68 | 12 | 10.7353
6745 | 2018 | 28999 | 84.02 | 112766 | 63.1358 | NC | Warren Solar Farm LLC | 62223 | Duke Energy Progress - (NC) | 3046 | Sol Systems | 61677 | Sampson | 35.252 | -78.369 | 1 | 1 | SUN | SOLAR |  | 5 | [6 empty] | -
6746 | 2018 | 16911 | 8004.7066 | 111428 | 3356.8502 | NC | Warrenton Farm | 58312 | Duke Energy Progress - (NC) | 3046 | Warrenton Farm LLC | 58280 | Warren | 36.415 | -78.1711 | 1 | 1 | SUN | SOLAR | 0.2024 | 4 |  |  | 64666 | 32519 | 7092 | 3566 | 9.1182
6747 | 2018 | 16911 | 8167.2078 | 111428 | 4029.6256 | NC | Warrenton I Solar | 62100 | Duke Energy Progress - (NC) | 3046 | Warrenton Solar I LLC | 61645 | Warren | 36.412 | -78.178 | 1 | 1 | SUN | SOLAR | 0 | 4.9 |  |  |  |  | 0 | 0 | -
6748 | 2018 | 9870 | 3171.169 | 157206 | 884.4472 | NC | Warsaw Farm | 58848 | Duke Energy Progress - (NC) | 3046 | Duke Energy Progress - (NC) | 3046 | Duplin | 35.0056 | -78.1258 | 1 | 1 | SUN | SOLAR | 0.19833 | 65 |  |  | 1029669 | 517807 | 112927 | 56789 | 9.118
6749 | 2018 | 9870 | 1711.7268 | 156318 | 882.4822 | NC | Warsaw I | 59119 | Duke Energy Carolinas, LLC | 5416 | Sustainable Power Group, LLC | 58661 | Duplin | 35.01 | -78.11 | 1 | 1 | SUN | SOLAR | 0.19321 | 2 |  |  | 30864 | 15521 | 3385 | 1702 | 9.1179
6750 | 2018 | 9870 | 3773.1612 | 148443 | 3726.9961 | NC | Warsaw II | 59120 | Duke Energy Carolinas, LLC | 5416 | Sustainable Power Group, LLC | 58661 | Duplin | 35.01 | -78.05 | 1 | 1 | SUN | SOLAR | 0.19772 | 2 |  |  | 31584 | 15882 | 3464 | 1742 | 9.1178
6751 | 2018 | 9868 | 11690.2373 | 160752 | 1371.5385 | NC | Washington Airport Solar LLC | 58845 | City of Washington - (NC) | 20142 | Washington Airport Solar, LLC | 58714 | Beaufort | 35.5653 | -77.0536 | 1 | 1 | SUN | SOLAR | 0.20751 | 5 |  |  | 82875 | 41677 | 9089 | 4571 | 9.1182
6752 | 2018 | 9862 | 14781.2014 | 160751 | 1819.9958 | NC | Washington Millfield Solar, LLC | 58846 | City of Washington - (NC) | 20142 | Washington Millfield Solar, LLC | 58715 | Beaufort | 35.4994 | -76.8336 | 1 | 1 | SUN | SOLAR | 0.20979 | 5 |  |  | 83786 | 42134 | 9189 | 4621 | 9.1181
6753 | 2018 | 7011 | 7466.5663 | 148290 | 2394.1052 | NC | Washington Solar | 60948 | Duke Energy Carolinas, LLC | 5416 | Washington Solar, LLC | 60599 | Rockingham | 36.272 | -79.7925 | 1 | 1 | SUN | SOLAR |  | 5 | [6 empty] | -
6754 | 2018 | 9862 | 15852.442 | 160751 | 1588.604 | NC | Washington White Post Solar LLC | 58135 | City of Washington - (NC) | 20142 | Washington White Post Solar LLC | 58088 | Beaufort | 35.5052 | -76.8484 | 1 | 1 | SUN | SOLAR | 0.19665 | 12.4 |  |  | 194770 | 97947 | 21361 | 10742 | 9.118
6755 | 2018 | 6682 | 9720.4866 | 115025 | 5274.1706 | NC | Waste Management Piedmont LFGTE Project | 57169 | Duke Energy Carolinas, LLC | 5416 | WM Renewable Energy LLC | 54842 | Forsyth | 36.1936 | -80.0406 | 3 | 3 | LFG | BIOMASS | 0.66006 | 2.4 | 165294.999 | 65472 | 165294.999 | 65472 | 13877.001 | 5496.999 | 11.9114
6756 | 2018 | 14783 | 771.3359 | 110535 | 773.0991 | NC | Water Filter Plant #2 | 55534 | City of Morganton - (NC) | 12944 | City of Morganton - (NC) | 12944 | Burke | 35.7377 | -81.7278 | 2 | 2 | DFO | OIL | 0.00087 | 3.4 | 616 | 109 | 616 | 109 | 26 | 5 | 23.6923
6757 | 2018 | 6404 | 1827.8471 | 111939 | 1814.7808 | NC | Watson Seed Farm PV1 | 59153 | Virginia Electric & Power Co | 19876 | Ecoplexus, Inc | 58970 | Nash | 36.1297 | -77.7214 | 1 | 1 | SUN | SOLAR | 0.19844 | 20 |  |  | 316996 | 159414 | 34766 | 17483 | 9.118
6758 | 2018 | 9852 | 6069.9061 | 148350 | 5362.1835 | NC | Watts Farm | 58317 | Duke Energy Progress - (NC) | 3046 | Watts Farm LLC | 58285 | Robeson | 34.7269 | -79.3353 | 1 | 1 | SUN | SOLAR | 0.19174 | 5 |  |  | 76573 | 38508 | 8398 | 4223 | 9.118
6759 | 2018 | 6661 | 318.9655 | 148082 | 317.9896 | NC | Wayne County | 7538 | Duke Energy Progress - (NC) | 3046 | Duke Energy Progress - (NC) | 3046 | Wayne | 35.3758 | -78.0981 | 5 | 5 | NG | GAS | 0.05337 | 979.7 | 5298105 | 2053066 | 5298105 | 2053066 | 458014.001 | 177483.998 | 11.5676
6760 | 2018 | 9488 | 4451.0094 | 112701 | 2585.1318 | NC | Wayne Solar I LLC | 60602 | Duke Energy Carolinas, LLC | 5416 | Soltage LLC | 60163 | Wayne | 35.2211 | -78.019 | 1 | 1 | SUN | SOLAR | 0.19463 | 5 |  |  | 77731 | 39090 | 8525 | 4287 | 9.118
6761 | 2018 | 9487 | 2183.4421 | 148078 | 2121.5264 | NC | Wayne Solar II LLC | 60598 | Duke Energy Carolinas, LLC | 5416 | Soltage LLC | 60163 | Wayne | 35.3156 | -78.0795 | 1 | 1 | SUN | SOLAR | 0.19801 | 5 |  |  | 79081 | 39769 | 8673 | 4362 | 9.1181
6762 | 2018 | 9488 | 16135.3539 | 111477 | 5020.5963 | NC | Wayne Solar III LLC | 60597 | Duke Energy Carolinas, LLC | 5416 | Soltage LLC | 60163 | Wayne | 35.3244 | -77.8712 | 1 | 1 | SUN | SOLAR | 0.18345 | 5 |  |  | 73264 | 36844 | 8035 | 4041 | 9.1181
6763 | 2018 | 340 | 1361.1013 | 113509 | 1324.2486 | NC | Wellons Farm | 59584 | Duke Energy Progress - (NC) | 3046 | Wellons Farm, LLC | 59329 | Johnston | 35.5117 | -78.2911 | 1 | 1 | SUN | SOLAR | 0.23416 | 5 |  |  | 93514 | 47027 | 10256 | 5158 | 9.118
6764 | 2018 | 6893 | 4727.7028 | 148003 | 4523.0608 | NC | Wendell Solar Farm LLC | 62595 | Duke Energy Progress - (NC) | 3046 | Sol Systems | 61677 | Johnston | 35.7346 | -78.355 | 1 | 1 | SUN | SOLAR |  | 5 | [6 empty] | -
6765 | 2018 | 4473 | 9251.426 | 114681 | 264.9809 | NC | West Salisbury Farm LLC | 59111 | Duke Energy Carolinas, LLC | 5416 | West Salisbury Farm LLC | 58917 | Rowan | 35.6683 | -80.5236 | 1 | 1 | SUN | SOLAR | 0.19482 | 5 |  |  | 77802 | 39125 | 8533 | 4291 | 9.1178
6766 | 2018 | 6696 | 6109.3411 | 147622 | 2570.0297 | NC | West Siler Farm LLC | 59112 | Duke Energy Progress - (NC) | 3046 | West Siler Farm LLC | 58918 | Chatham | 35.7214 | -79.5044 | 1 | 1 | SUN | SOLAR | 0.20468 | 5 |  |  | 81743 | 41108 | 8965 | 4508 | 9.118
6767 | 2018 | 7041 | 12285.6864 | 114921 | 5660.4285 | NC | Westside WWTP | 57608 | Town of High Point | 8571 | City Of High Point | 56934 | Davidson | 35.9403 | -80.1106 | 1 | 1 | DFO | OIL | 0.00469 | 1.8 | 774 | 143 | 774 | 143 | 74 | 14 | 10.4595
6768 | 2018 | 6404 | 1354.18 | 111939 | 1329.9069 | NC | Whitakers | 59526 | Virginia Electric & Power Co | 19876 | Colonial Eagle Solar, LLC | 59261 | Nash | 36.1272 | -77.7344 | 1 | 1 | SUN | SOLAR | 0.25029 | 12 |  |  | 239904 | 120645 | 26311 | 13231 | 9.118
6769 | 2018 | 6404 | 546.3496 | 111939 | 558.4085 | NC | Whitakers Farm (Fisher Rd) | 60438 | Virginia Electric & Power Co | 19876 | Whitakers Farm, LLC | 60237 | Nash | 36.1155 | -77.7251 | 1 | 1 | SUN | SOLAR | 0.20155 | 3.4 |  |  | 54734 | 27525 | 6003 | 3019 | 9.1178
6770 | 2018 | 1851 | 8615.8474 | 115122 | 511.5945 | NC | White Cross Farm | 58341 | Duke Energy Carolinas, LLC | 5416 | White Cross Farm LLC | 58327 | Orange | 35.9071 | -79.1883 | 1 | 1 | SUN | SOLAR | 0.18473 | 5 |  |  | 73773 | 37099 | 8091 | 4069 | 9.1179
6771 | 2018 | 6405 | 1224.818 | 148197 | 1188.5417 | NC | White Farm Solar, LLC | 60363 | Virginia Electric & Power Co | 19876 | Cypress Creek Renewables | 61060 | Northampton | 36.3476 | -77.2224 | 1 | 1 | SUN | SOLAR | 0.19545 | 5.2 |  |  | 81176 | 40823 | 8903 | 4477 | 9.1178
6772 | 2018 | 7026 | 5979.6907 | 115001 | 963.4275 | NC | White Street Renewables | 60364 | Duke Energy Carolinas, LLC | 5416 | White Street Renewables LLC | 60154 | Guilford | 36.1045 | -79.7236 | 2 | 2 | LFG | BIOMASS | 0 | 5 |  |  |  |  | 0 | 0 | -
6773 | 2018 | 28990 | 5899.2884 | 112294 | 5430.6404 | NC | Whiteville Solar 2 | 60292 | Duke Energy Progress - (NC) | 3046 | Cypress Creek Renewables | 61060 | Columbus | 34.2774 | -78.7401 | 1 | 1 | SUN | SOLAR |  | 5 | [6 empty] | -
6774 | 2018 | 6661 | 15900.7527 | 148073 | 1663.909 | NC | Wilfork Solar | 60162 | Duke Energy Progress - (NC) | 3046 | Sunlight Partners | 58658 | Wayne | 35.4326 | -77.9335 | 1 | 1 | SUN | SOLAR |  | 5 | [6 empty] | -
6775 | 2018 | 9862 | 24855.8754 | 111651 | 9449.9524 | NC | Wilkinson Solar LLC | 62544 | Virginia Electric & Power Co | 19876 | Invenergy Services LLC | 49893 | Beaufort | 35.5968 | -76.7638 | 1 | 1 | SUN | SOLAR |  | 74 | [6 empty] | -
6776 | 2018 | 9418 | 2462.6663 | 148451 | 2496.952 | NC | Willard Solar | 60287 | Duke Energy Progress - (NC) | 3046 | Cypress Creek Renewables | 61060 | Pender | 34.7025 | -77.9697 | 1 | 1 | SUN | SOLAR |  | 5 | [6 empty] | -
6777 | 2018 | 10029 | 5668.1401 | 148283 | 5676.0188 | NC | Williamston Solar | 59176 | Virginia Electric & Power Co | 19876 | Williamston Solar LLC | 58983 | Martin | 35.8011 | -77.0631 | 1 | 1 | SUN | SOLAR | 0.20598 | 5 |  |  | 82262 | 41368 | 9022 | 4537 | 9.1179
6778 | 2018 | 10029 | 7578.7709 | 148283 | 7570.4852 | NC | Williamston Speight Solar, LLC | 60787 | Virginia Electric & Power Co | 19876 | Williamston Speight Solar, LLC | 60454 | Martin | 35.8875 | -77.1642 | 1 | 1 | SUN | SOLAR | 0.19557 | 15 |  |  | 234315 | 117834 | 25698 | 12923 | 9.118
6779 | 2018 | 10029 | 286.5779 | 148283 | 247.3152 | NC | Williamston West Farm, LLC | 60484 | Virginia Electric & Power Co | 19876 | Williamston West Farm, LLC | 60234 | Martin | 35.8365 | -77.108 | 1 | 1 | SUN | SOLAR | 0.20119 | 4.9 |  |  | 78743 | 39599 | 8636 | 4343 | 9.118
6780 | 2018 | 6897 | 2302.1704 | 147198 | 2329.9044 | NC | Willoughby PV1 | 60003 | Duke Energy Carolinas, LLC | 5416 | Ecoplexus, Inc | 58970 | Harnett | 35.3547 | -78.6451 | 1 | 1 | SUN | SOLAR |  | 20 | [6 empty] | -
6781 | 2018 | 28954 | 2734.2593 | 155930 | 2360.3193 | NC | Wilson Farm 1 | 58342 | Duke Energy Progress - (NC) | 3046 | Wilson Farm 1 LLC | 58328 | Wilson | 35.8036 | -77.8736 | 1 | 1 | SUN | SOLAR | 0.17603 | 5 |  |  | 70301 | 35353 | 7710 | 3877 | 9.1182
6782 | 2018 | 28954 | 9599.0393 | 160760 | 443.1192 | NC | Wilson Solar Farm 1 | 61274 | City of Wilson | 20785 | GCL New Energy, Inc. | 60888 | Wilson | 35.7 | -77.9 | 1 | 1 | SUN | SOLAR | 0.20031 | 3.4 |  |  | 54397 | 27355 | 5966 | 3000 | 9.1178
6783 | 2018 | 6892 | 7260.6829 | 162463 | 1371.42 | NC | Wilson Solar Farm 2 | 61275 | City of Wilson | 20785 | GCL New Energy, Inc. | 60888 | Wilson | 35.683 | -78.016 | 1 | 1 | SUN | SOLAR | 0.19591 | 5 |  |  | 78242 | 39347 | 8581 | 4315 | 9.1181
6784 | 2018 | 6890 | 876.9642 | 111981 | 887.2075 | NC | Wilson Solar Farm 3 | 61276 | City of Wilson | 20785 | GCL New Energy, Inc. | 60888 | Wilson | 35.78 | -78 | 1 | 1 | SUN | SOLAR | 0.1847 | 10 |  |  | 147531 | 74192 | 16180 | 8137 | 9.1181
6785 | 2018 | 6892 | 5183.3968 | 162463 | 2914.8295 | NC | Wilson Solar Farm 4 | 61277 | City of Wilson | 20785 | GCL New Energy, Inc. | 60888 | Wilson | 35.7 | -78 | 1 | 1 | SUN | SOLAR | 0.19166 | 10 |  |  | 153082 | 76983 | 16789 | 8443 | 9.118
6786 | 2018 | 28954 | 11208.4704 | 162462 | 1282.5342 | NC | Wilson Solar Farm 5 | 61278 | City of Wilson | 20785 | GCL New Energy, Inc. | 60888 | Wilson | 35.68 | -77.87 | 1 | 1 | SUN | SOLAR | 0.19425 | 10 |  |  | 155151 | 78023 | 17016 | 8557 | 9.1179
6787 | 2018 | 28954 | 11208.4704 | 162462 | 1282.5342 | NC | Wilson Solar Farm 6 | 61279 | City of Wilson | 20785 | GCL New Energy, Inc. | 60888 | Wilson | 35.68 | -77.87 | 1 | 1 | SUN | SOLAR | 0.21145 | 10 |  |  | 168893 | 84935 | 18523 | 9315 | 9.118
6788 | 2018 | 6892 | 434.1478 | 148065 | 401.4872 | NC | Wilson Solar Farm 7 | 61280 | City of Wilson | 20785 | GCL New Energy, Inc. | 60888 | Wilson | 35.75 | -78 | 1 | 1 | SUN | SOLAR | 0.19618 | 10 |  |  | 156694 | 78799 | 17185 | 8642 | 9.1181
6789 | 2018 | 29023 | 1562.3 | 146983 | 1528.9067 | NC | Windsor Cooper HIill Solar, LLC | 58847 | Town of Windsor- (NC) | 20811 | Windsor Cooper Hill Solar, LLC | 58716 | Bertie | 35.9819 | -76.9178 | 1 | 1 | SUN | SOLAR | 0.18984 | 5 |  |  | 75817 | 38127 | 8315 | 4181 | 9.1181
6790 | 2018 | 29023 | 3447.3412 | 111797 | 3453.5706 | NC | Windsor Solar | 59171 | Virginia Electric & Power Co | 19876 | Windsor Solar LLC | 58979 | Bertie | 36.0169 | -76.8831 | 1 | 1 | SUN | SOLAR | 0.21315 | 5 |  |  | 85125 | 42809 | 9336 | 4695 | 9.1179
6791 | 2018 | 6423 | 4104.2892 | 111381 | 4113.7027 | NC | Winton Solar | 59177 | Virginia Electric & Power Co | 19876 | Winton Solar LLC | 58984 | Hertford | 36.375 | -76.9389 | 1 | 1 | SUN | SOLAR | 0.20957 | 5 |  |  | 83693 | 42088 | 9179 | 4616 | 9.1179
6792 | 2018 | 6423 | 3911.9011 | 111381 | 3921.2862 | NC | Winton Solar 2 | 61188 | Virginia Electric & Power Co | 19876 | Winton Solar 2 LLC | 60817 | Hertford | 36.372 | -76.937 | 1 | 1 | SUN | SOLAR |  | 1 | [6 empty] | -
6793 | 2018 | 10129 | 4630.8698 | 109900 | 3678.1231 | NC | Woodfin | 56849 | Progress Energy Carolinas Inc | 3046 | Duke Energy Progress - (NC) | 3046 | Buncombe | 35.65 | -82.5575 | 1 | 1 | NG | GAS |  | 45.5 | [6 empty] | -
6794 | 2018 | 16404 | 1110.1396 | 112246 | 1112.6885 | NC | Woodland Church Farm | 59586 | Duke Energy Progress - (NC) | 3046 | Woodland Church Farm, LLC | 59331 | Duplin | 35.0583 | -77.8536 | 1 | 1 | SUN | SOLAR | 0.20025 | 5 |  |  | 79974 | 40218 | 8771 | 4411 | 9.118
6795 | 2018 | 6405 | 645.0628 | 148197 | 605.2864 | NC | Woodland Solar | 59175 | Virginia Electric & Power Co | 19876 | Woodland Solar LLC | 58982 | Northampton | 36.3419 | -77.2211 | 1 | 1 | SUN | SOLAR | 0.20007 | 5 |  |  | 79902 | 40182 | 8763 | 4407 | 9.1181
6796 | 2018 | 4473 | 699.2366 | 150416 | 673.3805 | NC | Woodleaf Solar Facility | 62304 | Duke Energy Progress - (NC) | 3046 | Duke Energy Carolinas, LLC | 5416 | Rowan | 35.7244 | -80.6084 | 1 | 1 | SUN | SOLAR | 0 | 6 |  |  |  |  | 0 | 0 | -
6797 | 2018 | 6954 | 7266.5061 | 114720 | 205.5453 | NC | Works 53 | 58046 | Duke Energy Carolinas, LLC | 5416 | PPG Ind Fiber Glass Prdcts Inc | 57422 | Davidson | 35.755 | -80.2778 | 3 | 3 | DFO | OIL | 0.00049 | 3 | 282 | 171 | 282 | 171 | 13 | 7 | 21.6923
6798 | 2018 | 28766 | 6451.5732 | 111431 | 6432.3278 | NC | Wortham Solar Farm | 60361 | Duke Energy Progress - (NC) | 3046 | Cypress Creek Renewables | 61060 | Vance | 36.3525 | -78.3763 | 1 | 1 | SUN | SOLAR | 0.20053 | 5 |  |  | 80082 | 40272 | 8783 | 4417 | 9.1178
6799 | 2018 | 1500 | 2260.3665 | 146941 | 1631.5698 | NC | XPF Solar Field | 59146 | Duke Energy Carolinas, LLC | 5416 | United Therapeutics Corporation | 58961 | Durham | 35.9117 | -78.8733 | 1 | 1 | SUN | SOLAR | 0.1766 | 3 |  |  | 42316 | 21281 | 4641 | 2334 | 9.1179
6800 | 2018 | 6978 | 808.3606 | 110817 | 829.093 | NC | Yadkin 601 Farm | 59587 | Duke Energy Carolinas, LLC | 5416 | Yadkin 601 Farm, LLC | 59332 | Yadkin | 36.1992 | -80.6972 | 1 | 1 | SUN | SOLAR | 0.20103 | 3 |  |  | 48170 | 24225 | 5283 | 2657 | 9.1179
6801 | 2018 | 6984 | 3568.5513 | 110822 | 2315.14 | NC | Yadkinville Solar | 59950 | Duke Energy Carolinas, LLC | 5416 | O2energies, Inc. | 58477 | Yadkin | 36.1373 | -80.596 | 1 | 1 | SUN | SOLAR | 0.20519 | 3.5 |  |  | 57362 | 28846 | 6291 | 3164 | 9.1181
6802 | 2018 | 10058 | 5033.6119 | 113945 | 5034.4961 | NC | Yanceyville Farm | 58343 | Duke Energy Progress - (NC) | 3046 | Yanceyville Farm LLC | 58329 | Caswell | 36.4394 | -79.2789 | 1 | 1 | SUN | SOLAR | 0.18927 | 5 |  |  | 75587 | 38012 | 8290 | 4169 | 9.1179
6803 | 2018 | 10058 | 678.9882 | 113945 | 677.867 | NC | Yanceyville Farm 2 LLC | 59113 | Duke Energy Progress - (NC) | 3046 | Yanceyville Farm 2 LLC | 58919 | Caswell | 36.4139 | -79.3169 | 1 | 1 | SUN | SOLAR | 0.20073 | 5 |  |  | 80166 | 40314 | 8792 | 4421 | 9.1181
6804 | 2018 | 10058 | 3480.1682 | 113945 | 3475.811 | NC | Yanceyville Farm 3, LLC | 60240 | Duke Energy Progress - (NC) | 3046 | Yanceyville Farm 3, LLC | 60026 | Caswell | 36.4286 | -79.3489 | 1 | 1 | SUN | SOLAR | 0.20096 | 4.9 |  |  | 78651 | 39552 | 8626 | 4338 | 9.1179
6805 | 2018 | 4517 | 11240.156 | 111302 | 872.3066 | NC | York Road Solar I, LLC | 60107 | Duke Energy Carolinas, LLC | 5416 | SRE Utility Solar 1, LLC | 61119 | Cleveland | 35.2222 | -81.3337 | 1 | 1 | SUN | SOLAR | 0.20263 | 2 |  |  | 32369 | 16278 | 3550 | 1785 | 9.118
6806 | 2018 | 15226 | 8524.3286 | 158126 | 1403.9482 | NC | ZV Solar 1 | 60980 | Duke Energy Progress - (NC) | 3046 | Cypress Creek Renewables | 61060 | Robeson | 34.8 | -79.2 | 1 | 1 | SUN | SOLAR | 0.22096 | 5 |  |  | 88243 | 44377 | 9678 | 4867 | 9.1179
6807 | 2018 | 15226 | 8018.2275 | 156958 | 84.8456 | NC | ZV Solar 2, LLC | 61257 | Duke Energy Progress - (NC) | 3046 | CD Global Solar Holdings, LLC | 60865 | Robeson | 34.816 | -79.2 | 1 | 1 | SUN | SOLAR | 0.21023 | 4.9 |  |  | 82281 | 41378 | 9024 | 4538 | 9.118
6808 | 2018 | 15226 | 8034.1648 | 156958 | 109.4981 | NC | ZV Solar 3, LLC | 60549 | Duke Energy Progress - (NC) | 3046 | SRE Utility Solar 1, LLC | 61119 | Robeson | 34.8162 | -79.2002 | 1 | 1 | SUN | SOLAR | 0.21452 | 5 |  |  | 85673 | 43084 | 9396 | 4725 | 9.118

## GEN
eGRID2018 Generator file sequence number | Data Year | Substation Attach Scigrid(vid) | ST Scigrid distance (m) | Plant state abbreviation | Plant name | DOE/EIA ORIS plant or facility code | Generator ID | Plant latitude | Plant longitude | Number of associated boilers | Generator status | Generator prime mover type | Generator primary fuel | Generator nameplate capacity (MW) | Generator capacity factor | Generator annual net generation (MWh) | Generator ozone season net generation (MWh) | Unit unadjusted annual heat input (MMBtu) | Heat rate
15900 | 2018 | 28953 | 2560.6311 | NC | Carolina Poultry Power Farmville | 62873 | 7474 | 35.5917 | -77.6145 | 0 | T | ST | AB | 0.8 |  |  |  |  | -
15901 | 2018 | 28953 | 2560.6311 | NC | Carolina Poultry Power Farmville | 62873 | 7475 | 35.5917 | -77.6145 | 0 | T | ST | AB | 0.8 |  |  |  |  | -
15902 | 2018 | 28953 | 2560.6311 | NC | Carolina Poultry Power Farmville | 62873 | 7476 | 35.5917 | -77.6145 | 0 | T | ST | AB | 0.1 |  |  |  |  | -
15753 | 2018 | 28665 | 204.8917 | NC | Asheville | 2706 | 1 | 35.4731 | -82.5417 | 1 | OP | ST | BIT | 206.6 | 0.37 | 669236 | 221198 | 7349932 | 10.9826
15754 | 2018 | 28665 | 204.8917 | NC | Asheville | 2706 | 2 | 35.4731 | -82.5417 | 1 | OP | ST | BIT | 207 | 0.314 | 568667 | 143702 | 6500568 | 11.4312
15794 | 2018 | 6682 | 277.0697 | NC | Belews Creek | 8042 | 1 | 36.2811 | -80.0603 | 1 | OP | ST | BIT | 1245.6 | 0.439 | 4793474 | 2357306 | 45679901 | 9.5296
15795 | 2018 | 6682 | 277.0697 | NC | Belews Creek | 8042 | 2 | 36.2811 | -80.0603 | 1 | OP | ST | BIT | 1245.6 | 0.296 | 3227943 | 1948329 | 29514047 | 9.1433
15853 | 2018 | 6685 | 413.0799 | NC | Buck | 2720 | 3 | 35.7133 | -80.3767 | 2 | RE | ST | BIT | 80 |  |  |  |  | -
15854 | 2018 | 6685 | 413.0799 | NC | Buck | 2720 | 4 | 35.7133 | -80.3767 | 1 | RE | ST | BIT | 40 |  |  |  |  | -
15855 | 2018 | 6685 | 413.0799 | NC | Buck | 2720 | 5 | 35.7133 | -80.3767 | 1 | RE | ST | BIT | 125 |  |  |  |  | -
15856 | 2018 | 6685 | 413.0799 | NC | Buck | 2720 | 6 | 35.7133 | -80.3767 | 1 | RE | ST | BIT | 125 |  |  |  |  | -
15883 | 2018 | 28601 | 18575.8237 | NC | Canton North Carolina | 50244 | GEN8 | 35.535 | -82.8411 | 9 | OP | ST | BIT | 7.5 | 0.631 | 41444 | 14049 | x | -
15884 | 2018 | 28601 | 18575.8237 | NC | Canton North Carolina | 50244 | GEN9 | 35.535 | -82.8411 | 9 | OP | ST | BIT | 7.5 | 0.775 | 50910 | 20484 | x | -
15885 | 2018 | 28601 | 18575.8237 | NC | Canton North Carolina | 50244 | GN10 | 35.535 | -82.8411 | 9 | OP | ST | BIT | 7.5 | 0.755 | 49602 | 19526 | x | -
15886 | 2018 | 28601 | 18575.8237 | NC | Canton North Carolina | 50244 | GN11 | 35.535 | -82.8411 | 9 | OP | ST | BIT | 7.5 | 0.719 | 47209 | 18322 | x | -
15887 | 2018 | 28601 | 18575.8237 | NC | Canton North Carolina | 50244 | GN12 | 35.535 | -82.8411 | 9 | OP | ST | BIT | 10 | 0.676 | 59246 | 22353 | x | -
15888 | 2018 | 28601 | 18575.8237 | NC | Canton North Carolina | 50244 | GN13 | 35.535 | -82.8411 | 9 | OP | ST | BIT | 12.5 | 0.56 | 61325 | 31490 | x | -
15895 | 2018 | 29015 | 350.8657 | NC | Cape Fear | 2708 | 5 | 35.595 | -79.0495 | 1 | RE | ST | BIT | 140.6 |  |  |  |  | -
15896 | 2018 | 29015 | 350.8657 | NC | Cape Fear | 2708 | 6 | 35.595 | -79.0495 | 1 | RE | ST | BIT | 187.9 |  |  |  |  | -
15991 | 2018 | 7014 | 13639.0427 | NC | Dan River | 2723 | 1 | 36.4862 | -79.7208 | 1 | RE | ST | BIT | 70 |  |  |  |  | -
15992 | 2018 | 7014 | 13639.0427 | NC | Dan River | 2723 | 2 | 36.4862 | -79.7208 | 1 | RE | ST | BIT | 70 |  |  |  |  | -
15993 | 2018 | 7014 | 13639.0427 | NC | Dan River | 2723 | 3 | 36.4862 | -79.7208 | 1 | RE | ST | BIT | 150 |  |  |  |  | -
16016 | 2018 | 6586 | 1273.6934 | NC | Domtar Paper Co LLC Plymouth NC | 50189 | TG4 | 35.8628 | -76.7831 | 2 | RE | ST | BIT | 7.5 |  |  |  |  | -
16017 | 2018 | 6586 | 1273.6934 | NC | Domtar Paper Co LLC Plymouth NC | 50189 | TG6 | 35.8628 | -76.7831 | 2 | RE | ST | BIT | 7.5 |  |  |  |  | -
16048 | 2018 | 6656 | 113.9515 | NC | Edgecombe Genco LLC | 10384 | GEN1 | 36.0373 | -77.7533 | 2 | OP | ST | BIT | 57.4 | 0.009 | 4423 | 931 | 541905 | 122.5198
16049 | 2018 | 6656 | 113.9515 | NC | Edgecombe Genco LLC | 10384 | GEN2 | 36.0373 | -77.7533 | 2 | OP | ST | BIT | 57.4 | 0.009 | 4659 | 1678 | 410719 | 88.156
16051 | 2018 | 9820 | 14448.2961 | NC | Elizabethtown Power LLC | 10380 | GEN1 | 34.6472 | -78.6415 | 2 | RE | ST | BIT | 34.7 |  |  |  |  | -
16056 | 2018 | 28601 | 1329.7948 | NC | Enka | 10320 | GE10 | 35.5333 | -82.65 | 0 | RE | ST | BIT | 4 |  |  |  |  | -
16057 | 2018 | 28601 | 1329.7948 | NC | Enka | 10320 | GE11 | 35.5333 | -82.65 | 0 | RE | ST | BIT | 4 |  |  |  |  | -
16058 | 2018 | 28601 | 1329.7948 | NC | Enka | 10320 | GE12 | 35.5333 | -82.65 | 0 | RE | ST | BIT | 5 |  |  |  |  | -
16059 | 2018 | 28601 | 1329.7948 | NC | Enka | 10320 | GEN8 | 35.5333 | -82.65 | 0 | RE | ST | BIT | 0.3 |  |  |  |  | -
16060 | 2018 | 28601 | 1329.7948 | NC | Enka | 10320 | GEN9 | 35.5333 | -82.65 | 0 | RE | ST | BIT | 3 |  |  |  |  | -
16106 | 2018 | 28502 | 115.7993 | NC | G G Allen | 2718 | 1 | 35.1897 | -81.0122 | 1 | OP | ST | BIT | 163.2 | 0.051 | 72521 | 16889 | 905342 | 12.4839
16107 | 2018 | 28502 | 115.7993 | NC | G G Allen | 2718 | 2 | 35.1897 | -81.0122 | 1 | OP | ST | BIT | 163.2 | 0.061 | 87141 | 14178 | 1066509 | 12.2389
16108 | 2018 | 28502 | 115.7993 | NC | G G Allen | 2718 | 3 | 35.1897 | -81.0122 | 1 | OP | ST | BIT | 272 | 0.067 | 158697 | 65720 | 1634672 | 10.3006
16109 | 2018 | 28502 | 115.7993 | NC | G G Allen | 2718 | 4 | 35.1897 | -81.0122 | 1 | OP | ST | BIT | 278 | 0.072 | 175298 | 71277 | 1872451 | 10.6815
16110 | 2018 | 28502 | 115.7993 | NC | G G Allen | 2718 | 5 | 35.1897 | -81.0122 | 1 | OP | ST | BIT | 272 | 0.137 | 326131 | 185006 | 3849883 | 11.8047
16152 | 2018 | 6661 | 627.1576 | NC | H F Lee Steam Electric Plant | 2709 | 1 | 35.3736 | -78.0894 | 1 | RE | ST | BIT | 75 |  |  |  |  | -
16153 | 2018 | 6661 | 627.1576 | NC | H F Lee Steam Electric Plant | 2709 | 2 | 35.3736 | -78.0894 | 1 | RE | ST | BIT | 75 |  |  |  |  | -
16154 | 2018 | 6661 | 627.1576 | NC | H F Lee Steam Electric Plant | 2709 | 3 | 35.3736 | -78.0894 | 1 | RE | ST | BIT | 252.4 |  |  |  |  | -
16258 | 2018 | 4484 | 695.5141 | NC | James E. Rogers Energy Complex | 2721 | 5 | 35.22 | -81.7594 | 1 | OP | ST | BIT | 621 | 0.229 | 1243104 | 612133 |  | -
16259 | 2018 | 4484 | 695.5141 | NC | James E. Rogers Energy Complex | 2721 | 6 | 35.22 | -81.7594 | 1 | OP | ST | BIT | 909.5 | 0.541 | 4311369 | 2081468 |  | -
16260 | 2018 | 4484 | 695.5141 | NC | James E. Rogers Energy Complex | 2721 | 1 | 35.22 | -81.7594 | 1 | RE | ST | BIT | 40 |  |  |  |  | -
16261 | 2018 | 4484 | 695.5141 | NC | James E. Rogers Energy Complex | 2721 | 2 | 35.22 | -81.7594 | 1 | RE | ST | BIT | 40 |  |  |  |  | -
16262 | 2018 | 4484 | 695.5141 | NC | James E. Rogers Energy Complex | 2721 | 3 | 35.22 | -81.7594 | 1 | RE | ST | BIT | 65 |  |  |  |  | -
16263 | 2018 | 4484 | 695.5141 | NC | James E. Rogers Energy Complex | 2721 | 4 | 35.22 | -81.7594 | 1 | RE | ST | BIT | 65 |  |  |  |  | -
16264 | 2018 | 4484 | 695.5141 | NC | James E. Rogers Energy Complex | 2721 | 7 | 35.22 | -81.7594 | 0 | IP | ST | BIT | 800 | 0 | 0 | 0 |  | -
16306 | 2018 | 28666 | 110.3112 | NC | L V Sutton | 2713 | 1 | 34.2831 | -77.9853 | 1 | RE | ST | BIT | 112.5 |  |  |  |  | -
16307 | 2018 | 28666 | 110.3112 | NC | L V Sutton | 2713 | 2 | 34.2831 | -77.9853 | 1 | RE | ST | BIT | 112.5 |  |  |  |  | -
16308 | 2018 | 28666 | 110.3112 | NC | L V Sutton | 2713 | 3 | 34.2831 | -77.9853 | 1 | RE | ST | BIT | 446.6 |  |  |  |  | -
16373 | 2018 | 6669 | 169.1396 | NC | Marshall (NC) | 2727 | 1 | 35.5975 | -80.9658 | 1 | OP | ST | BIT | 348.5 | 0.314 | 958416 | 416205 | 9992329 | 10.4259
16374 | 2018 | 6669 | 169.1396 | NC | Marshall (NC) | 2727 | 2 | 35.5975 | -80.9658 | 1 | OP | ST | BIT | 348.5 | 0.221 | 675957 | 224071 | 7103220 | 10.5084
16375 | 2018 | 6669 | 169.1396 | NC | Marshall (NC) | 2727 | 3 | 35.5975 | -80.9658 | 1 | OP | ST | BIT | 711 | 0.51 | 3176205 | 1570257 | 32038167 | 10.0869
16376 | 2018 | 6669 | 169.1396 | NC | Marshall (NC) | 2727 | 4 | 35.5975 | -80.9658 | 1 | OP | ST | BIT | 711 | 0.59 | 3675692 | 1697276 | 35697382 | 9.7117
16385 | 2018 | 1834 | 433.3333 | NC | Mayo | 6250 | 1 | 36.5278 | -78.8917 | 2 | OP | ST | BIT | 763.2 | 0.223 | 1491333 | 675135 | 10369329 | 6.9531
16600 | 2018 | 28664 | 213.7577 | NC | Riverbend | 2732 | 4 | 35.36 | -80.9742 | 1 | RE | ST | BIT | 100 |  |  |  |  | -
16601 | 2018 | 28664 | 213.7577 | NC | Riverbend | 2732 | 5 | 35.36 | -80.9742 | 1 | RE | ST | BIT | 100 |  |  |  |  | -
16602 | 2018 | 28664 | 213.7577 | NC | Riverbend | 2732 | 6 | 35.36 | -80.9742 | 1 | RE | ST | BIT | 133 |  |  |  |  | -
16603 | 2018 | 28664 | 213.7577 | NC | Riverbend | 2732 | 7 | 35.36 | -80.9742 | 1 | RE | ST | BIT | 133 |  |  |  |  | -
16640 | 2018 | 1514 | 273.7795 | NC | Roxboro | 2712 | 1 | 36.4833 | -79.0731 | 1 | OP | ST | BIT | 410.8 | 0.229 | 824171 | 343966 | 9068121 | 11.0027
16641 | 2018 | 1514 | 273.7795 | NC | Roxboro | 2712 | 2 | 36.4833 | -79.0731 | 1 | OP | ST | BIT | 657 | 0.329 | 1895245 | 983063 | 18933900 | 9.9902
16642 | 2018 | 1514 | 273.7795 | NC | Roxboro | 2712 | 3 | 36.4833 | -79.0731 | 2 | OP | ST | BIT | 745.2 | 0.234 | 1530179 | 646267 | 7837339 | 5.1218
16643 | 2018 | 1514 | 273.7795 | NC | Roxboro | 2712 | 4 | 36.4833 | -79.0731 | 2 | OP | ST | BIT | 745.2 | 0.257 | 1678281 | 1005743 | 10328293 | 6.1541
16841 | 2018 | 4169 | 74.1457 | NC | Univ of NC Chapel Hill Cogen Facility | 54276 | TG3 | 35.9069 | -79.0617 | 2 | OP | ST | BIT | 28 | 0.207 | 50706 | 13855 | 959795.33 | 18.9286
16842 | 2018 | 4169 | 74.1457 | NC | Univ of NC Chapel Hill Cogen Facility | 54276 | TG4 | 35.9069 | -79.0617 | 0 | CN | ST | BIT | 24 |  |  |  | 1566101.177 | #DIV/0!
16861 | 2018 | 28662 | 149.6141 | NC | W H Weatherspoon | 2716 | 1 | 34.5875 | -78.9755 | 1 | RE | ST | BIT | 46 |  |  |  |  | -
16862 | 2018 | 28662 | 149.6141 | NC | W H Weatherspoon | 2716 | 2 | 34.5875 | -78.9755 | 1 | RE | ST | BIT | 46 |  |  |  |  | -
16863 | 2018 | 28662 | 149.6141 | NC | W H Weatherspoon | 2716 | 3 | 34.5875 | -78.9755 | 1 | RE | ST | BIT | 73.5 |  |  |  |  | -
16014 | 2018 | 6586 | 1273.6934 | NC | Domtar Paper Co LLC Plymouth NC | 50189 | TG7 | 35.8628 | -76.7831 | 3 | OS | ST | BLQ | 7.5 | 0 | 0 | 0 | 3209345.79 | #DIV/0!
16015 | 2018 | 6586 | 1273.6934 | NC | Domtar Paper Co LLC Plymouth NC | 50189 | TG9 | 35.8628 | -76.7831 | 1 | OP | ST | BLQ | 42 | 0.542 | 199302.74 | 76680.339 | 10637651.38 | 53.3743
16018 | 2018 | 6586 | 1273.6934 | NC | Domtar Paper Co LLC Plymouth NC | 50189 | TG8 | 35.8628 | -76.7831 | 3 | RE | ST | BLQ | 25 | 0 | 0 | 0 |  | -
16240 | 2018 | 9867 | 6475.1913 | NC | International Paper Co. - New Bern Mill | 50188 | TG2 | 35.212 | -77.1144 | 3 | OP | ST | BLQ | 38.1 | 0.604 | 201719.97 | 81090.017 |  | -
16241 | 2018 | 9867 | 6475.1913 | NC | International Paper Co. - New Bern Mill | 50188 | TG1 | 35.212 | -77.1144 | 3 | RE | ST | BLQ | 29.7 |  |  |  | 7842468.343 | #DIV/0!
16242 | 2018 | 6687 | 3310.306 | NC | International Paper Riegelwood Mill | 54656 | NO 1 | 34.3533 | -78.2137 | 8 | OP | ST | BLQ | 7.5 | 0.882 | 57931.581 | 19818.403 | 2713887.06 | 46.8464
16243 | 2018 | 6687 | 3310.306 | NC | International Paper Riegelwood Mill | 54656 | NO3 | 34.3533 | -78.2137 | 8 | OP | ST | BLQ | 44 | 0.805 | 310160.56 | 115285.052 |  | -
16244 | 2018 | 6687 | 3310.306 | NC | International Paper Riegelwood Mill | 54656 | NO 2 | 34.3533 | -78.2137 | 8 | RE | ST | BLQ | 10 | 0.419 | 36714.855 | 11219.809 | 11833250.22 | 322.3014
16272 | 2018 | 2042 | 650.3311 | NC | KapStone Kraft Paper Corp | 50254 | GEN1 | 36.4769 | -77.6414 | 5 | OP | ST | BLQ | 28.3 | 0.812 | 201223.48 | 83060.121 | 7265509.5 | 36.1067
15889 | 2018 | 29015 | 350.8657 | NC | Cape Fear | 2708 | 1 | 35.595 | -79.0495 | 2 | RE | CA | DFO | 15 |  |  |  |  | -
15892 | 2018 | 29015 | 350.8657 | NC | Cape Fear | 2708 | 2 | 35.595 | -79.0495 | 2 | RE | CA | DFO | 15 |  |  |  |  | -
16630 | 2018 | 10054 | 115.4956 | NC | Rosemary Power Station | 50555 | GEN3 | 36.4517 | -77.6594 | 1 | OP | CA | DFO | 54 | 0.06 | 28278 | 3550 |  | -
15890 | 2018 | 29015 | 350.8657 | NC | Cape Fear | 2708 | 1A | 35.595 | -79.0495 | 0 | RE | CT | DFO | 18 |  |  |  |  | -
15891 | 2018 | 29015 | 350.8657 | NC | Cape Fear | 2708 | 1B | 35.595 | -79.0495 | 0 | RE | CT | DFO | 18 |  |  |  |  | -
15893 | 2018 | 29015 | 350.8657 | NC | Cape Fear | 2708 | 2A | 35.595 | -79.0495 | 0 | RE | CT | DFO | 18 |  |  |  |  | -
15894 | 2018 | 29015 | 350.8657 | NC | Cape Fear | 2708 | 2B | 35.595 | -79.0495 | 0 | RE | CT | DFO | 18 |  |  |  |  | -
16628 | 2018 | 10054 | 115.4956 | NC | Rosemary Power Station | 50555 | GEN1 | 36.4517 | -77.6594 | 0 | OP | CT | DFO | 86 | 0 | 0 | 0 | 184708 | #DIV/0!
16629 | 2018 | 10054 | 115.4956 | NC | Rosemary Power Station | 50555 | GEN2 | 36.4517 | -77.6594 | 0 | OP | CT | DFO | 40 | 0 | 0 | 0 | 97538 | #DIV/0!
15821 | 2018 | 29024 | 4193.5272 | NC | Blewett | 2707 | GT1 | 34.9833 | -79.8775 | 0 | OP | GT | DFO | 17.5 | 0 | 49.75 | 9 | 104810.407 | 2106.7418
15822 | 2018 | 29024 | 4193.5272 | NC | Blewett | 2707 | GT2 | 34.9833 | -79.8775 | 0 | OP | GT | DFO | 17.5 | 0 | 49.75 | 9 | 163766.26 | 3291.7841
15823 | 2018 | 29024 | 4193.5272 | NC | Blewett | 2707 | GT3 | 34.9833 | -79.8775 | 0 | OP | GT | DFO | 17.5 | 0 | 49.75 | 9 | 163766.26 | 3291.7841
15824 | 2018 | 29024 | 4193.5272 | NC | Blewett | 2707 | GT4 | 34.9833 | -79.8775 | 0 | OP | GT | DFO | 17.5 | 0 | 49.75 | 9 | 163766.26 | 3291.7841
16155 | 2018 | 6661 | 627.1576 | NC | H F Lee Steam Electric Plant | 2709 | GT1 | 35.3736 | -78.0894 | 0 | RE | GT | DFO | 16.3 |  |  |  | 1077280 | #DIV/0!
16156 | 2018 | 6661 | 627.1576 | NC | H F Lee Steam Electric Plant | 2709 | GT2 | 35.3736 | -78.0894 | 0 | RE | GT | DFO | 29.9 |  |  |  | 1203603 | #DIV/0!
16157 | 2018 | 6661 | 627.1576 | NC | H F Lee Steam Electric Plant | 2709 | GT3 | 35.3736 | -78.0894 | 0 | RE | GT | DFO | 29.9 |  |  |  | 1099403 | #DIV/0!
16158 | 2018 | 6661 | 627.1576 | NC | H F Lee Steam Electric Plant | 2709 | GT4 | 35.3736 | -78.0894 | 0 | RE | GT | DFO | 29.9 |  |  |  | 1819671 | #DIV/0!
16298 | 2018 | 10124 | 42.0603 | NC | Kitty Hawk | 2757 | GT1 | 36.0667 | -75.6997 | 0 | RE | GT | DFO | 23.8 |  |  |  |  | -
16299 | 2018 | 10124 | 42.0603 | NC | Kitty Hawk | 2757 | GT2 | 36.0667 | -75.6997 | 0 | RE | GT | DFO | 23.8 |  |  |  |  | -
16309 | 2018 | 28666 | 110.3112 | NC | L V Sutton | 2713 | GT1 | 34.2831 | -77.9853 | 0 | RE | GT | DFO | 16.3 |  |  |  |  | -
16310 | 2018 | 28666 | 110.3112 | NC | L V Sutton | 2713 | GTA | 34.2831 | -77.9853 | 0 | RE | GT | DFO | 37.5 |  |  |  |  | -
16311 | 2018 | 28666 | 110.3112 | NC | L V Sutton | 2713 | GTB | 34.2831 | -77.9853 | 0 | RE | GT | DFO | 37.5 |  |  |  |  | -
16434 | 2018 | 28951 | 706.4974 | NC | Morehead | 2711 | GT1 | 34.7458 | -76.8103 | 0 | RE | GT | DFO | 16.3 |  |  |  |  | -
16644 | 2018 | 1514 | 273.7795 | NC | Roxboro | 2712 | GT1 | 36.4833 | -79.0731 | 0 | RE | GT | DFO | 16.3 |  |  |  |  | -
16857 | 2018 | 28662 | 149.6141 | NC | W H Weatherspoon | 2716 | GT1 | 34.5875 | -78.9755 | 0 | OP | GT | DFO | 39.7 | 0.001 | 416.972 | 76.234 | 20342 | 48.7851
16858 | 2018 | 28662 | 149.6141 | NC | W H Weatherspoon | 2716 | GT2 | 34.5875 | -78.9755 | 0 | OP | GT | DFO | 39.7 | 0.001 | 416.972 | 76.234 | 17437 | 41.8182
16859 | 2018 | 28662 | 149.6141 | NC | W H Weatherspoon | 2716 | GT3 | 34.5875 | -78.9755 | 0 | OP | GT | DFO | 41.8 | 0.001 | 439.028 | 80.266 | 16451 | 37.4714
16860 | 2018 | 28662 | 149.6141 | NC | W H Weatherspoon | 2716 | GT4 | 34.5875 | -78.9755 | 0 | OP | GT | DFO | 41.8 | 0.001 | 439.028 | 80.266 | 18353 | 41.8037
15715 | 2018 | 15692 | 7838.1088 | NC | Albemarle Hospital Unit | 56339 | 1 | 35.3636 | -80.1939 | 0 | OP | IC | DFO | 1.8 | 0.004 | 66 | 12 | 820 | 12.4242
15716 | 2018 | 15692 | 2748.3377 | NC | Albemarle Prime Power Park | 56263 | Unit1 | 35.4072 | -80.1518 | 0 | OP | IC | DFO | 1.8 | 0.002 | 39 | 7 | 765.5 | 19.6282
15717 | 2018 | 15692 | 2748.3377 | NC | Albemarle Prime Power Park | 56263 | Unit2 | 35.4072 | -80.1518 | 0 | OP | IC | DFO | 1.8 | 0.002 | 39 | 7 | 765.5 | 19.6282
15832 | 2018 | 15511 | 3663.0723 | NC | Bostic Delivery No 2 | 56547 | 1 | 35.3619 | -81.8344 | 0 | OP | IC | DFO | 1 | -0.002 | -15 | 0 | 12 | -0.8
15874 | 2018 | 13780 | 72773.5815 | NC | Buxton | 2783 | 1A | 35.2672 | -75.5347 | 0 | OP | IC | DFO | 3 | 0.001 | 38.4 | 7 | 1185.4 | 30.8698
15875 | 2018 | 13780 | 72773.5815 | NC | Buxton | 2783 | 2A | 35.2672 | -75.5347 | 0 | OP | IC | DFO | 3 | 0.001 | 38.4 | 7 | 1185.4 | 30.8698
15876 | 2018 | 13780 | 72773.5815 | NC | Buxton | 2783 | 3A | 35.2672 | -75.5347 | 0 | OP | IC | DFO | 3 | 0.001 | 38.4 | 7 | 1185.4 | 30.8698
15877 | 2018 | 13780 | 72773.5815 | NC | Buxton | 2783 | 4A | 35.2672 | -75.5347 | 0 | OP | IC | DFO | 3 | 0.001 | 38.4 | 7 | 1185.4 | 30.8698
15878 | 2018 | 13780 | 72773.5815 | NC | Buxton | 2783 | 5A | 35.2672 | -75.5347 | 0 | OP | IC | DFO | 3 | 0.001 | 38.4 | 7 | 1185.4 | 30.8698
15907 | 2018 | 14301 | 3992.9807 | NC | Catawba River Pollution Control | 56553 | 1234 | 35.7766 | -81.6643 | 0 | OP | IC | DFO | 1.3 | 0 | 4 | 2 | 478 | 119.5
15914 | 2018 | 1754 | 9863.5922 | NC | CenturyLink Regional HQ | 54882 | GEN1 | 36.0205 | -78.516 | 0 | SB | IC | DFO | 1 | 0 | 0 | 0 |  | -
15915 | 2018 | 1754 | 9863.5922 | NC | CenturyLink Regional HQ | 54882 | GEN2 | 36.0205 | -78.516 | 0 | SB | IC | DFO | 1 | 0 | 0 | 0 |  | -
15931 | 2018 | 4517 | 17080.4913 | NC | Cherryville City Hall | 56340 | 1 | 35.3778 | -81.38 | 0 | OP | IC | DFO | 1.8 | 0.002 | 34 | 6 | 682 | 20.0588
15965 | 2018 | 4098 | 3476.0849 | NC | Cornelius Delivery No 1 | 56546 | 1 | 35.4833 | -80.8569 | 0 | OP | IC | DFO | 2.2 | -0.002 | -46 | -8 | 50 | -1.087
16021 | 2018 | 29284 | 5749.9996 | NC | Drexel Operations Center | 56548 | 1 | 35.7481 | -81.6072 | 0 | OP | IC | DFO | 2.2 | 0.001 | 21 | 4 | 688 | 32.7619
16023 | 2018 | 9508 | 4512.9317 | NC | DSM Pharmaceuticals | 54887 | GEN2 | 35.666 | -77.3574 | 0 | SB | IC | DFO | 0.3 | 0.015 | 38.135 | 6.981 | 426.462 | 11.183
16024 | 2018 | 9508 | 4512.9317 | NC | DSM Pharmaceuticals | 54887 | GEN3 | 35.666 | -77.3574 | 0 | SB | IC | DFO | 1.1 | 0.015 | 139.827 | 25.596 | 1563.692 | 11.183
16025 | 2018 | 9508 | 4512.9317 | NC | DSM Pharmaceuticals | 54887 | GEN4 | 35.666 | -77.3574 | 0 | SB | IC | DFO | 1.2 | 0.015 | 152.538 | 27.923 | 1705.846 | 11.1831
16026 | 2018 | 9508 | 4512.9317 | NC | DSM Pharmaceuticals | 54887 | GEN5 | 35.666 | -77.3574 | 0 | SB | IC | DFO | 1 | 0.015 | 127.115 | 23.269 | 1421.538 | 11.1831
16027 | 2018 | 9508 | 4512.9317 | NC | DSM Pharmaceuticals | 54887 | GEN6 | 35.666 | -77.3574 | 0 | SB | IC | DFO | 1.2 | 0.015 | 152.538 | 27.923 | 1705.846 | 11.1831
16028 | 2018 | 9508 | 4512.9317 | NC | DSM Pharmaceuticals | 54887 | GEN7 | 35.666 | -77.3574 | 0 | SB | IC | DFO | 0.1 | 0.015 | 12.712 | 2.327 | 142.154 | 11.1827
16029 | 2018 | 9508 | 4512.9317 | NC | DSM Pharmaceuticals | 54887 | GEN8 | 35.666 | -77.3574 | 0 | SB | IC | DFO | 0.3 | 0.015 | 38.135 | 6.981 | 426.462 | 11.183
16039 | 2018 | 7031 | 10254.1238 | NC | Eastside WWTP | 57606 | 1 | 35.9428 | -79.9089 | 0 | OP | IC | DFO | 1.8 | 0.005 | 76 | 14 | 749.333 | 9.8596
16040 | 2018 | 7031 | 10254.1238 | NC | Eastside WWTP | 57606 | 2 | 35.9428 | -79.9089 | 0 | OP | IC | DFO | 1.8 | 0.005 | 76 | 14 | 749.333 | 9.8596
16041 | 2018 | 7031 | 10254.1238 | NC | Eastside WWTP | 57606 | 3 | 35.9428 | -79.9089 | 0 | OP | IC | DFO | 1.8 | 0.005 | 76 | 14 | 749.333 | 9.8596
16044 | 2018 | 6422 | 23712.5743 | NC | Edenton Generators | 7429 | 2 | 36.0286 | -76.5719 | 0 | OP | IC | DFO | 1.2 | 0.005 | 47.5 | 8.5 |  | -
16045 | 2018 | 6422 | 23712.5743 | NC | Edenton Generators | 7429 | 3 | 36.0286 | -76.5719 | 0 | OP | IC | DFO | 1.2 | 0.005 | 47.5 | 8.5 | 1293.5 | 27.2316
16046 | 2018 | 6422 | 23712.5743 | NC | Edenton Generators | 7429 | 1 | 36.0286 | -76.5719 | 0 | RE | IC | DFO | 1.2 |  |  |  | 1293.5 | #DIV/0!
16122 | 2018 | 4475 | 7339.0738 | NC | Gaston Memorial Hospital | 57629 | GMH1 | 35.2747 | -81.1383 | 0 | OP | IC | DFO | 1.8 | 0.001 | 22 | 22 | 340 | 15.4545
16125 | 2018 | 4475 | 5203.3997 | NC | Gastonia Duke Street | 56061 | 1 | 35.2234 | -81.1331 | 0 | RE | IC | DFO | 1.8 |  |  |  |  | -
16126 | 2018 | 4517 | 3152.7796 | NC | Gastonia Prime Power Park | 56954 | 1 | 35.3017 | -81.2092 | 0 | OP | IC | DFO | 2.3 | -0.001 | -15.788 | -2.924 | 372.093 | -23.5681
16127 | 2018 | 4517 | 3152.7796 | NC | Gastonia Prime Power Park | 56954 | 2 | 35.3017 | -81.2092 | 0 | OP | IC | DFO | 2.3 | -0.001 | -15.788 | -2.924 | 372.093 | -23.5681
16128 | 2018 | 4517 | 3152.7796 | NC | Gastonia Prime Power Park | 56954 | 3 | 35.3017 | -81.2092 | 0 | OP | IC | DFO | 1.8 | -0.001 | -12.356 | -2.288 | 291.203 | -23.5677
16129 | 2018 | 4517 | 3152.7796 | NC | Gastonia Prime Power Park | 56954 | 4 | 35.3017 | -81.2092 | 0 | OP | IC | DFO | 1.8 | -0.001 | -12.356 | -2.288 | 291.203 | -23.5677
16130 | 2018 | 4517 | 3152.7796 | NC | Gastonia Prime Power Park | 56954 | 5 | 35.3017 | -81.2092 | 0 | OP | IC | DFO | 1.8 | -0.001 | -12.356 | -2.288 | 291.203 | -23.5677
16131 | 2018 | 4517 | 3152.7796 | NC | Gastonia Prime Power Park | 56954 | 6 | 35.3017 | -81.2092 | 0 | OP | IC | DFO | 1.8 | -0.001 | -12.356 | -2.288 | 291.203 | -23.5677
16132 | 2018 | 4475 | 6136.8702 | NC | Gastonia Rankin Lake | 56060 | 1 | 35.2242 | -81.1228 | 0 | RE | IC | DFO | 1.8 |  |  |  |  | -
16134 | 2018 | 4517 | 2710.6645 | NC | Gastonia, Tulip Drive | 56262 | DG3 | 35.2891 | -81.2052 | 0 | OP | IC | DFO | 1.8 | 0.001 | 10.667 | 2 | 493.667 | 46.2798
16135 | 2018 | 4517 | 2710.6645 | NC | Gastonia, Tulip Drive | 56262 | Unit1 | 35.2891 | -81.2052 | 0 | OP | IC | DFO | 1.8 | 0.001 | 10.667 | 2 | 493.667 | 46.2798
16136 | 2018 | 4517 | 2710.6645 | NC | Gastonia, Tulip Drive | 56262 | Unit2 | 35.2891 | -81.2052 | 0 | OP | IC | DFO | 1.8 | 0.001 | 10.667 | 2 | 493.667 | 46.2798
16142 | 2018 | 14258 | 3491.8784 | NC | Granite Falls Walmart | 56549 | 1 | 35.7811 | -81.3928 | 0 | OP | IC | DFO | 2.2 | 0.001 | 19 | 3 | 658 | 34.6316
16187 | 2018 | 7041 | 10630.2957 | NC | High Point, Fairfield | 56059 | 1 | 35.9244 | -79.9901 | 0 | OP | IC | DFO | 1.8 | -0.003 | -43 | -8 | 56 | -1.3023
16188 | 2018 | 7041 | 10382.4722 | NC | High Point, Jackson Lake | 56058 | 1 | 35.9444 | -79.9431 | 0 | RE | IC | DFO | 1.8 |  |  |  |  | -
16189 | 2018 | 7041 | 7226.1069 | NC | High Point, POLO | 57196 | 1 | 35.97 | -79.96 | 0 | OP | IC | DFO | 1.8 | 0.003 | 46 | 8 | 887 | 19.2826
16190 | 2018 | 7041 | 6793.9742 | NC | High Point, Pump Station Rd | 56260 | Unit1 | 35.9861 | -79.9497 | 0 | OP | IC | DFO | 1.8 | 0.002 | 26 | 5 | 648.5 | 24.9423
16191 | 2018 | 7041 | 6793.9742 | NC | High Point, Pump Station Rd | 56260 | Unit2 | 35.9861 | -79.9497 | 0 | OP | IC | DFO | 1.8 | 0.002 | 26 | 5 | 648.5 | 24.9423
16207 | 2018 | 28471 | 117.9543 | NC | Huntersville Delivery No 2 | 56550 | 1 | 35.3832 | -80.8329 | 0 | OP | IC | DFO | 2.2 | -0.002 | -45 | -8 | 43 | -0.95556
16316 | 2018 | 29477 | 3297.1856 | NC | Landis Delivery No 2 | 56551 | 1 | 35.542 | -80.6123 | 0 | OP | IC | DFO | 2.2 | -0.002 | -43 | -8 | 62 | -1.4419
16328 | 2018 | 6954 | 7193.625 | NC | Lexington | 56261 | Unit1 | 35.7736 | -80.2594 | 0 | OP | IC | DFO | 1.8 | -0.002 | -30 | -5.5 | 49 | -1.6333
16329 | 2018 | 6954 | 7193.625 | NC | Lexington | 56261 | Unit2 | 35.7736 | -80.2594 | 0 | OP | IC | DFO | 1.8 | -0.002 | -30 | -5.5 | 49 | -1.6333
16330 | 2018 | 6954 | 8277.0785 | NC | Lexington Health Center | 56067 | 1 | 35.8309 | -80.2422 | 0 | OP | IC | DFO | 1.8 | -0.002 | -35 | -6 | 56 | -1.6
16331 | 2018 | 6954 | 5709.2356 | NC | Lexington Hickory Street | 56066 | 1 | 35.8075 | -80.2653 | 0 | RE | IC | DFO | 1.8 |  |  |  |  | -
16350 | 2018 | 15630 | 14850.4742 | NC | Lincolnton High School | 56341 | 1 | 35.4774 | -81.2623 | 0 | OP | IC | DFO | 1.8 | 0.002 | 36 | 7 | 707 | 19.6389
16355 | 2018 | 4517 | 9033.0116 | NC | Long Creek Waste Water Plant | 57630 | ES1 | 35.3119 | -81.1414 | 0 | OP | IC | DFO | 1.7 | 0.005 | 76 | 34 | 667.333 | 8.7807
16356 | 2018 | 4517 | 9033.0116 | NC | Long Creek Waste Water Plant | 57630 | ES2 | 35.3119 | -81.1414 | 0 | OP | IC | DFO | 1.7 | 0.005 | 76 | 34 | 667.333 | 8.7807
16357 | 2018 | 4517 | 9033.0116 | NC | Long Creek Waste Water Plant | 57630 | ES3 | 35.3119 | -81.1414 | 0 | OP | IC | DFO | 1.7 | 0.005 | 76 | 34 | 667.333 | 8.7807
16366 | 2018 | 15630 | 6802.5531 | NC | Maiden Community Center | 56342 | 1 | 35.5772 | -81.2081 | 0 | OP | IC | DFO | 1.8 | 0.003 | 41 | 7 | 732 | 17.8537
16368 | 2018 | 15630 | 5554.2764 | NC | Maiden Finger Street | 56065 | 1 | 35.5753 | -81.2278 | 0 | RE | IC | DFO | 1.8 |  |  |  |  | -
16427 | 2018 | 15782 | 3004.4046 | NC | Monroe Middle School | 56343 | 1 | 34.9733 | -80.54 | 0 | OP | IC | DFO | 1.8 | 0.003 | 41 | 7 | 751 | 18.3171
16437 | 2018 | 13843 | 65.9536 | NC | Morganton Station 5 | 56344 | 1 | 35.729 | -81.7481 | 0 | OP | IC | DFO | 1.8 | -0.002 | -31 | -6 | 43 | -1.3871
16438 | 2018 | 29284 | 94.869 | NC | Morganton, Parker Road | 56064 | 1 | 35.7208 | -81.6624 | 0 | OP | IC | DFO | 1.8 | -0.003 | -40 | -7 | 37 | -0.925
16456 | 2018 | 9870 | 6319.0885 | NC | Murphy-Brown LLC | 55002 | 01 | 34.9944 | -78.1583 | 0 | SB | IC | DFO | 1.2 | 0.005 | 53 | 13.5 | 759 | 14.3208
16457 | 2018 | 9870 | 6319.0885 | NC | Murphy-Brown LLC | 55002 | 02 | 34.9944 | -78.1583 | 0 | SB | IC | DFO | 1.2 | 0.005 | 53 | 13.5 | 759 | 14.3208
16517 | 2018 | 9864 | 75422.1173 | NC | Ocracoke | 6377 | 1 | 35.1094 | -75.9797 | 0 | OP | IC | DFO | 3 | 0.005 | 134 | 24 | 1357 | 10.1269
16561 | 2018 | 4459 | 10848.7559 | NC | Pineville Delivery 2 | 56345 | 1 | 35.0767 | -80.8816 | 0 | OP | IC | DFO | 1.8 | -0.003 | -43 | -8 | 56 | -1.3023
16697 | 2018 | 4496 | 10853.4467 | NC | Shelby, NC | 54363 | GEN2 | 35.3264 | -81.6292 | 0 | SB | IC | DFO | 0.9 | 0 | 0 | 0 |  | -
16698 | 2018 | 4496 | 10853.4467 | NC | Shelby, NC | 54363 | GEN3 | 35.3264 | -81.6292 | 0 | SB | IC | DFO | 0.9 | 0 | 0 | 0 |  | -
16699 | 2018 | 4496 | 10853.4467 | NC | Shelby, NC | 54363 | GEN4 | 35.3264 | -81.6292 | 0 | SB | IC | DFO | 1.2 | 0 | 0 | 0 |  | -
16700 | 2018 | 4496 | 10853.4467 | NC | Shelby, NC | 54363 | GEN5 | 35.3264 | -81.6292 | 0 | SB | IC | DFO | 1.2 | 0 | 0 | 0 |  | -
16701 | 2018 | 4496 | 5448.7577 | NC | Shelby, Toms Street | 56063 | 1 | 35.3036 | -81.5225 | 0 | OP | IC | DFO | 1.8 | -0.003 | -46 | -8 | 31 | -0.67391
16722 | 2018 | 7092 | 83.0046 | NC | Smithfield Farmland Corp Bladen | 54823 | GEN1 | 34.7463 | -78.8073 | 0 | SB | IC | DFO | 1.5 | 0.001 | 18.737 | 2.737 | 197.947 | 10.5645
16723 | 2018 | 7092 | 83.0046 | NC | Smithfield Farmland Corp Bladen | 54823 | GEN2 | 34.7463 | -78.8073 | 0 | SB | IC | DFO | 1.5 | 0.001 | 18.737 | 2.737 | 197.947 | 10.5645
16724 | 2018 | 7092 | 83.0046 | NC | Smithfield Farmland Corp Bladen | 54823 | GEN3 | 34.7463 | -78.8073 | 0 | SB | IC | DFO | 1.5 | 0.001 | 18.737 | 2.737 | 197.947 | 10.5645
16725 | 2018 | 7092 | 83.0046 | NC | Smithfield Farmland Corp Bladen | 54823 | GEN4 | 34.7463 | -78.8073 | 0 | SB | IC | DFO | 1.5 | 0.001 | 18.737 | 2.737 | 197.947 | 10.5645
16726 | 2018 | 7092 | 83.0046 | NC | Smithfield Farmland Corp Bladen | 54823 | GEN5 | 34.7463 | -78.8073 | 0 | SB | IC | DFO | 1.5 | 0.001 | 18.737 | 2.737 | 197.947 | 10.5645
16727 | 2018 | 7092 | 83.0046 | NC | Smithfield Farmland Corp Bladen | 54823 | GEN6 | 34.7463 | -78.8073 | 0 | SB | IC | DFO | 1.5 | 0.001 | 18.737 | 2.737 | 197.947 | 10.5645
16728 | 2018 | 7092 | 83.0046 | NC | Smithfield Farmland Corp Bladen | 54823 | GEN7 | 34.7463 | -78.8073 | 0 | SB | IC | DFO | 1.5 | 0.001 | 18.737 | 2.737 | 197.947 | 10.5645
16729 | 2018 | 7092 | 83.0046 | NC | Smithfield Farmland Corp Bladen | 54823 | GEN8 | 34.7463 | -78.8073 | 0 | SB | IC | DFO | 1.5 | 0.001 | 18.737 | 2.737 | 197.947 | 10.5645
16730 | 2018 | 7092 | 83.0046 | NC | Smithfield Farmland Corp Bladen | 54823 | GEN9 | 34.7463 | -78.8073 | 0 | SB | IC | DFO | 1.5 | 0.001 | 18.737 | 2.737 | 197.947 | 10.5645
16731 | 2018 | 7092 | 83.0046 | NC | Smithfield Farmland Corp Bladen | 54823 | GN10 | 34.7463 | -78.8073 | 0 | SB | IC | DFO | 1.5 | 0.001 | 18.737 | 2.737 | 197.947 | 10.5645
16732 | 2018 | 7092 | 83.0046 | NC | Smithfield Farmland Corp Bladen | 54823 | GN11 | 34.7463 | -78.8073 | 0 | SB | IC | DFO | 1.5 | 0.001 | 18.737 | 2.737 | 197.947 | 10.5645
16733 | 2018 | 7092 | 83.0046 | NC | Smithfield Farmland Corp Bladen | 54823 | GN12 | 34.7463 | -78.8073 | 0 | SB | IC | DFO | 1.5 | 0.001 | 18.737 | 2.737 | 197.947 | 10.5645
16734 | 2018 | 7092 | 83.0046 | NC | Smithfield Farmland Corp Bladen | 54823 | GN13 | 34.7463 | -78.8073 | 0 | SB | IC | DFO | 1.5 | 0.001 | 18.737 | 2.737 | 197.947 | 10.5645
16735 | 2018 | 7092 | 83.0046 | NC | Smithfield Farmland Corp Bladen | 54823 | GN14 | 34.7463 | -78.8073 | 0 | SB | IC | DFO | 1.5 | 0.001 | 18.737 | 2.737 | 197.947 | 10.5645
16736 | 2018 | 7092 | 83.0046 | NC | Smithfield Farmland Corp Bladen | 54823 | GN15 | 34.7463 | -78.8073 | 0 | SB | IC | DFO | 1.5 | 0.001 | 18.737 | 2.737 | 197.947 | 10.5645
16737 | 2018 | 7092 | 83.0046 | NC | Smithfield Farmland Corp Bladen | 54823 | GN16 | 34.7463 | -78.8073 | 0 | SB | IC | DFO | 1.5 | 0.001 | 18.737 | 2.737 | 197.947 | 10.5645
16738 | 2018 | 7092 | 83.0046 | NC | Smithfield Farmland Corp Bladen | 54823 | GN17 | 34.7463 | -78.8073 | 0 | SB | IC | DFO | 1.5 | 0.001 | 18.737 | 2.737 | 197.947 | 10.5645
16739 | 2018 | 7092 | 83.0046 | NC | Smithfield Farmland Corp Bladen | 54823 | GN18 | 34.7463 | -78.8073 | 0 | SB | IC | DFO | 1.5 | 0.001 | 18.737 | 2.737 | 197.947 | 10.5645
16740 | 2018 | 7092 | 83.0046 | NC | Smithfield Farmland Corp Bladen | 54823 | GN19 | 34.7463 | -78.8073 | 0 | SB | IC | DFO | 1.5 | 0.001 | 18.737 | 2.737 | 197.947 | 10.5645
16741 | 2018 | 6892 | 9158.8248 | NC | Smithfield Packaged Meats Corp. | 56035 | 1 | 35.6943 | -77.9192 | 0 | SB | IC | DFO | 1.4 | 0.013 | 159 | 29 | 1290 | 8.1132
16742 | 2018 | 6892 | 9158.8248 | NC | Smithfield Packaged Meats Corp. | 56035 | 2 | 35.6943 | -77.9192 | 0 | SB | IC | DFO | 1.4 | 0.013 | 159 | 29 | 1290 | 8.1132
16743 | 2018 | 9484 | 5132.7062 | NC | Smithfield Packaged Meats Corp. | 58575 | 1 | 35.2683 | -77.6592 | 0 | OP | IC | DFO | 2.3 | 0.016 | 317.25 | 58 | 3433.25 | 10.8219
16744 | 2018 | 9484 | 5132.7062 | NC | Smithfield Packaged Meats Corp. | 58575 | 2 | 35.2683 | -77.6592 | 0 | OP | IC | DFO | 2.3 | 0.016 | 317.25 | 58 | 3433.25 | 10.8219
16745 | 2018 | 9484 | 5132.7062 | NC | Smithfield Packaged Meats Corp. | 58575 | 3 | 35.2683 | -77.6592 | 0 | OP | IC | DFO | 2.3 | 0.016 | 317.25 | 58 | 3433.25 | 10.8219
16746 | 2018 | 9484 | 5132.7062 | NC | Smithfield Packaged Meats Corp. | 58575 | 4 | 35.2683 | -77.6592 | 0 | OP | IC | DFO | 2.3 | 0.016 | 317.25 | 58 | 3433.25 | 10.8219
16780 | 2018 | 10017 | 12346.2987 | NC | Statesville Delivery No 3 | 56552 | 1 | 35.7972 | -80.8542 | 0 | OP | IC | DFO | 2.2 | -0.002 | -45 | -8 | 31 | -0.68889
16782 | 2018 | 10017 | 4671.879 | NC | Statesville, Highway 64 | 56062 | 1 | 35.7985 | -80.9427 | 0 | OP | IC | DFO | 1.8 | -0.003 | -43 | -8 | 43 | -1
16839 | 2018 | 4169 | 74.1457 | NC | Univ of NC Chapel Hill Cogen Facility | 54276 | ES001 | 35.9069 | -79.0617 | 0 | SB | IC | DFO | 2 | 0 | 0 | 0 |  | -
16840 | 2018 | 4169 | 74.1457 | NC | Univ of NC Chapel Hill Cogen Facility | 54276 | ES002 | 35.9069 | -79.0617 | 0 | SB | IC | DFO | 2 | 0 | 0 | 0 |  | -
16903 | 2018 | 7041 | 6810.4805 | NC | Ward WTP | 57607 | 1 | 35.9678 | -79.9708 | 0 | OP | IC | DFO | 1 | 0.004 | 34 | 6 | 365 | 10.7353
16904 | 2018 | 7041 | 6810.4805 | NC | Ward WTP | 57607 | 2 | 35.9678 | -79.9708 | 0 | OP | IC | DFO | 1 | 0.004 | 34 | 6 | 365 | 10.7353
16918 | 2018 | 14783 | 771.3359 | NC | Water Filter Plant #2 | 55534 | 1299 | 35.7377 | -81.7278 | 0 | OP | IC | DFO | 1.8 | 0.002 | 26 | 5 | 616 | 23.6923
16919 | 2018 | 14783 | 771.3359 | NC | Water Filter Plant #2 | 55534 | 3516 | 35.7377 | -81.7278 | 0 | RE | IC | DFO | 1.6 |  |  |  |  | -
16934 | 2018 | 7041 | 12285.6864 | NC | Westside WWTP | 57608 | 1 | 35.9403 | -80.1106 | 0 | OP | IC | DFO | 1.8 | 0.005 | 74 | 14 | 774 | 10.4595
16965 | 2018 | 6954 | 7266.5061 | NC | Works 53 | 58046 | 1 | 35.755 | -80.2778 | 0 | SB | IC | DFO | 1 | 0 | 4.333 | 2.333 | 94 | 21.694
16966 | 2018 | 6954 | 7266.5061 | NC | Works 53 | 58046 | 2 | 35.755 | -80.2778 | 0 | SB | IC | DFO | 1.2 | 0 | 5.2 | 2.8 | 112.8 | 21.6923
16967 | 2018 | 6954 | 7266.5061 | NC | Works 53 | 58046 | 3 | 35.755 | -80.2778 | 0 | SB | IC | DFO | 0.8 | 0 | 3.467 | 1.867 | 75.2 | 21.6902
SEQGEN18 | YEAR |  |  | PSTATABB | PNAME | ORISPL | GENID |  |  | NUMBLR | GENSTAT | PRMVR | FUELG1 | NAMEPCAP | CFACT | GENNTAN | GENNTOZ | HTIAN
15736 | 2018 | 15630 | 2550.3023 | NC | Apple Data Center - Fuel Cell 1&2 | 58264 | FC1 | 35.5883 | -81.2667 | 0 | OP | FC | LFG | 5 | 0.751 | 32881.905 | 13024.286 | 255656.19 | 7.775
15737 | 2018 | 15630 | 2550.3023 | NC | Apple Data Center - Fuel Cell 1&2 | 58264 | FC2 | 35.5883 | -81.2667 | 0 | OP | FC | LFG | 5.5 | 0.751 | 36170.095 | 14326.714 | 281221.81 | 7.775
15957 | 2018 | 4472 | 4180.8975 | NC | Concord Energy | 57896 | UNT1 | 35.346 | -80.6704 | 0 | OP | GT | LFG | 4.8 | 0.719 | 30215.5 | 12124 | 466026.5 | 15.4234
15958 | 2018 | 4472 | 4180.8975 | NC | Concord Energy | 57896 | UNT2 | 35.346 | -80.6704 | 0 | OP | GT | LFG | 4.8 | 0.719 | 30215.5 | 12124 | 466026.5 | 15.4234
16147 | 2018 | 4472 | 4997.2046 | NC | GRS CMS | 55599 | 1 | 35.3533 | -80.668 | 0 | OP | GT | LFG | 5.3 | 0.554 | 25701 | 10180 | 406203 | 15.8049
16654 | 2018 | 28667 | 2810.6151 | NC | Salem Energy Systems LLC | 54984 | UNT2 | 36.1912 | -80.1835 | 0 | OP | GT | LFG | 4.5 | 0.764 | 30132 | 11935 |  | -
16655 | 2018 | 28667 | 2810.6151 | NC | Salem Energy Systems LLC | 54984 | UNT1 | 36.1912 | -80.1835 | 0 | RE | GT | LFG | 4.5 |  |  |  | 451716 | #DIV/0!
15808 | 2018 | 15630 | 2756.3575 | NC | Blackburn Landfill Co-Generation | 55488 | BB1 | 35.6067 | -81.3006 | 0 | OP | IC | LFG | 1 | 0.616 | 5399.655 | 2138.621 | 69310.69 | 12.8361
15809 | 2018 | 15630 | 2756.3575 | NC | Blackburn Landfill Co-Generation | 55488 | BB2 | 35.6067 | -81.3006 | 0 | OP | IC | LFG | 1 | 0.616 | 5399.655 | 2138.621 | 69310.69 | 12.8361
15810 | 2018 | 15630 | 2756.3575 | NC | Blackburn Landfill Co-Generation | 55488 | BB3 | 35.6067 | -81.3006 | 0 | OP | IC | LFG | 0.9 | 0.616 | 4859.69 | 1924.759 | 62379.621 | 12.8361
15938 | 2018 | 6906 | 9416.4944 | NC | CII Methane Management IV, LLC | 59711 | GEN1 | 35.5119 | -78.4338 | 0 | OP | IC | LFG | 1.6 | 0.774 | 10850 | 4298 | 120082 | 11.0675
15953 | 2018 | 6966 | 1230.1009 | NC | COC Surry LFG, LLC | 59439 | UNIT1 | 36.4386 | -80.5683 | 0 | OP | IC | LFG | 1.6 | 0.483 | 6771 | 2682 | 73919 | 10.917
15998 | 2018 | 6953 | 14020.1286 | NC | Davidson Gas Producers LLC | 57436 | 1 | 35.8413 | -80.1835 | 0 | OP | IC | LFG | 1.6 | 0.916 | 12833 | 5083 | 131860 | 10.2751
16119 | 2018 | 4517 | 12848.3393 | NC | Gaston County Renewable Energy Center | 61758 | GEN1 | 35.3857 | -81.172 | 0 | OP | IC | LFG | 1.4 | 0.805 | 9875 | 3911.333 | 118858.667 | 12.0363
16120 | 2018 | 4517 | 12848.3393 | NC | Gaston County Renewable Energy Center | 61758 | GEN2 | 35.3857 | -81.172 | 0 | OP | IC | LFG | 1.4 | 0.805 | 9875 | 3911.333 | 118858.667 | 12.0363
16121 | 2018 | 4517 | 12848.3393 | NC | Gaston County Renewable Energy Center | 61758 | GEN3 | 35.3857 | -81.172 | 0 | OP | IC | LFG | 1.4 | 0.805 | 9875 | 3911.333 | 118858.667 | 12.0363
16245 | 2018 | 9412 | 13292.538 | NC | Iredell County LFG Facility | 56962 | 1 | 35.7693 | -80.826 | 0 | OP | IC | LFG | 1.6 | 0.847 | 11866.5 | 4700 | 125628 | 10.5868
16246 | 2018 | 9412 | 13292.538 | NC | Iredell County LFG Facility | 56962 | 2 | 35.7693 | -80.826 | 0 | OP | IC | LFG | 1.6 | 0.847 | 11866.5 | 4700 | 125628 | 10.5868
16446 | 2018 | 3484 | 1280.8877 | NC | MP Durham LLC | 57365 | 1A | 36.0311 | -78.86 | 0 | OP | IC | LFG | 1.1 | 0.55 | 5297 | 2098 | 52121.667 | 9.8398
16447 | 2018 | 3484 | 1280.8877 | NC | MP Durham LLC | 57365 | 1B | 36.0311 | -78.86 | 0 | OP | IC | LFG | 1.1 | 0.55 | 5297 | 2098 | 52121.667 | 9.8398
16448 | 2018 | 3484 | 1280.8877 | NC | MP Durham LLC | 57365 | 1C | 36.0311 | -78.86 | 0 | RE | IC | LFG | 1.1 | 0.55 | 5297 | 2098 | 52121.667 | 9.8398
16449 | 2018 | 9487 | 1891.9891 | NC | MP Wayne LLC | 57366 | 1A | 35.2889 | -78.0703 | 0 | OP | IC | LFG | 1.1 | 0.388 | 3739.667 | 1481.333 | 39931.333 | 10.6778
16450 | 2018 | 9487 | 1891.9891 | NC | MP Wayne LLC | 57366 | 1B | 35.2889 | -78.0703 | 0 | OP | IC | LFG | 1.1 | 0.388 | 3739.667 | 1481.333 | 39931.333 | 10.6778
16451 | 2018 | 9487 | 1891.9891 | NC | MP Wayne LLC | 57366 | 1C | 35.2889 | -78.0703 | 0 | OS | IC | LFG | 1.1 | 0.388 | 3739.667 | 1481.333 | 39931.333 | 10.6778
16487 | 2018 | 9483 | 6892.9509 | NC | New Bern | 56688 | 1 | 35.1681 | -77.2267 | 0 | OP | IC | LFG | 0.3 | 0.485 | 1275.833 | 494.333 | 15239.889 | 11.9451
16488 | 2018 | 9483 | 6892.9509 | NC | New Bern | 56688 | 10 | 35.1681 | -77.2267 | 0 | OP | IC | LFG | 0.3 | 0.485 | 1275.833 | 494.333 | 15239.889 | 11.9451
16489 | 2018 | 9483 | 6892.9509 | NC | New Bern | 56688 | 11 | 35.1681 | -77.2267 | 0 | OP | IC | LFG | 0.3 | 0.485 | 1275.833 | 494.333 | 15239.889 | 11.9451
16490 | 2018 | 9483 | 6892.9509 | NC | New Bern | 56688 | 12 | 35.1681 | -77.2267 | 0 | OP | IC | LFG | 0.3 | 0.485 | 1275.833 | 494.333 | 15239.889 | 11.9451
16491 | 2018 | 9483 | 6892.9509 | NC | New Bern | 56688 | 13 | 35.1681 | -77.2267 | 0 | OP | IC | LFG | 0.3 | 0.485 | 1275.833 | 494.333 | 15239.889 | 11.9451
16492 | 2018 | 9483 | 6892.9509 | NC | New Bern | 56688 | 14 | 35.1681 | -77.2267 | 0 | OP | IC | LFG | 0.3 | 0.485 | 1275.833 | 494.333 | 15239.889 | 11.9451
16493 | 2018 | 9483 | 6892.9509 | NC | New Bern | 56688 | 15 | 35.1681 | -77.2267 | 0 | OP | IC | LFG | 0.3 | 0.485 | 1275.833 | 494.333 | 15239.889 | 11.9451
16494 | 2018 | 9483 | 6892.9509 | NC | New Bern | 56688 | 16 | 35.1681 | -77.2267 | 0 | OP | IC | LFG | 0.3 | 0.485 | 1275.833 | 494.333 | 15239.889 | 11.9451
16495 | 2018 | 9483 | 6892.9509 | NC | New Bern | 56688 | 17 | 35.1681 | -77.2267 | 0 | OP | IC | LFG | 0.3 | 0.485 | 1275.833 | 494.333 | 15239.889 | 11.9451
16496 | 2018 | 9483 | 6892.9509 | NC | New Bern | 56688 | 18 | 35.1681 | -77.2267 | 0 | OP | IC | LFG | 0.3 | 0.485 | 1275.833 | 494.333 | 15239.889 | 11.9451
16497 | 2018 | 9483 | 6892.9509 | NC | New Bern | 56688 | 2 | 35.1681 | -77.2267 | 0 | OP | IC | LFG | 0.3 | 0.485 | 1275.833 | 494.333 | 15239.889 | 11.9451
16498 | 2018 | 9483 | 6892.9509 | NC | New Bern | 56688 | 3 | 35.1681 | -77.2267 | 0 | OP | IC | LFG | 0.3 | 0.485 | 1275.833 | 494.333 | 15239.889 | 11.9451
16499 | 2018 | 9483 | 6892.9509 | NC | New Bern | 56688 | 4 | 35.1681 | -77.2267 | 0 | OP | IC | LFG | 0.3 | 0.485 | 1275.833 | 494.333 | 15239.889 | 11.9451
16500 | 2018 | 9483 | 6892.9509 | NC | New Bern | 56688 | 5 | 35.1681 | -77.2267 | 0 | OP | IC | LFG | 0.3 | 0.485 | 1275.833 | 494.333 | 15239.889 | 11.9451
16501 | 2018 | 9483 | 6892.9509 | NC | New Bern | 56688 | 6 | 35.1681 | -77.2267 | 0 | OP | IC | LFG | 0.3 | 0.485 | 1275.833 | 494.333 | 15239.889 | 11.9451
16502 | 2018 | 9483 | 6892.9509 | NC | New Bern | 56688 | 7 | 35.1681 | -77.2267 | 0 | OP | IC | LFG | 0.3 | 0.485 | 1275.833 | 494.333 | 15239.889 | 11.9451
16503 | 2018 | 9483 | 6892.9509 | NC | New Bern | 56688 | 8 | 35.1681 | -77.2267 | 0 | OP | IC | LFG | 0.3 | 0.485 | 1275.833 | 494.333 | 15239.889 | 11.9451
16504 | 2018 | 9483 | 6892.9509 | NC | New Bern | 56688 | 9 | 35.1681 | -77.2267 | 0 | OP | IC | LFG | 0.3 | 0.485 | 1275.833 | 494.333 | 15239.889 | 11.9451
16524 | 2018 | 9838 | 3619.3652 | NC | Onslow Power Producers | 58558 | GEN1 | 34.7975 | -77.5431 | 0 | OP | IC | LFG | 2 | 0.444 | 7771 | 3078 | 105864 | 13.623
16591 | 2018 | 6680 | 6688.8769 | NC | Reventure Park | 58865 | LFG | 35.2944 | -80.9989 | 0 | OP | IC | LFG | 1.9 | 0.411 | 6834.571 | 2707.229 | 74331.8 | 10.8759
16592 | 2018 | 6680 | 6688.8769 | NC | Reventure Park | 58865 | RNG | 35.2944 | -80.9989 | 0 | OP | IC | LFG | 1.6 | 0.411 | 5755.429 | 2279.771 | 62595.2 | 10.8759
16611 | 2018 | 7092 | 10561.5213 | NC | Robeson County LFG to Energy | 59763 | GEN01 | 34.791 | -78.9088 | 0 | OP | IC | LFG | 1 | 0.186 | 1630 | 645.5 | 23293.5 | 14.2905
16612 | 2018 | 7092 | 10561.5213 | NC | Robeson County LFG to Energy | 59763 | GEN02 | 34.791 | -78.9088 | 0 | OP | IC | LFG | 1 | 0.186 | 1630 | 645.5 | 23293.5 | 14.2905
16667 | 2018 | 13956 | 11222.9926 | NC | Sampson County Disposal | 57492 | GEN1 | 34.9856 | -78.4625 | 0 | OP | IC | LFG | 1.6 | 0.745 | 10442.5 | 4276.5 | 111613.833 | 10.6884
16668 | 2018 | 13956 | 11222.9926 | NC | Sampson County Disposal | 57492 | GEN2 | 34.9856 | -78.4625 | 0 | OP | IC | LFG | 1.6 | 0.745 | 10442.5 | 4276.5 | 111613.833 | 10.6884
16669 | 2018 | 13956 | 11222.9926 | NC | Sampson County Disposal | 57492 | GEN3 | 34.9856 | -78.4625 | 0 | OP | IC | LFG | 1.6 | 0.745 | 10442.5 | 4276.5 | 111613.833 | 10.6884
16670 | 2018 | 13956 | 11222.9926 | NC | Sampson County Disposal | 57492 | GEN4 | 34.9856 | -78.4625 | 0 | OP | IC | LFG | 1.6 | 0.745 | 10442.5 | 4276.5 | 111613.833 | 10.6884
16671 | 2018 | 13956 | 11222.9926 | NC | Sampson County Disposal | 57492 | GEN5 | 34.9856 | -78.4625 | 0 | OP | IC | LFG | 1.6 | 0.745 | 10442.5 | 4276.5 | 111613.833 | 10.6884
16672 | 2018 | 13956 | 11222.9926 | NC | Sampson County Disposal | 57492 | GEN6 | 34.9856 | -78.4625 | 0 | OP | IC | LFG | 1.6 | 0.745 | 10442.5 | 4276.5 | 111613.833 | 10.6884
16673 | 2018 | 13956 | 11222.9926 | NC | Sampson County Disposal | 57492 | GEN7 | 34.9856 | -78.4625 | 0 | T | IC | LFG | 1.6 |  |  |  |  | -
16674 | 2018 | 13956 | 11222.9926 | NC | Sampson County Disposal | 57492 | GEN8 | 34.9856 | -78.4625 | 0 | T | IC | LFG | 1.6 |  |  |  |  | -
16837 | 2018 | 4169 | 3459.7208 | NC | UNC-CH LFG Facility | 58268 | LFG1 | 35.9386 | -79.0592 | 0 | OP | IC | LFG | 1 | 0.416 | 3644 | 1443 | 39970 | 10.9687
16844 | 2018 | 15690 | 3139.1802 | NC | Uwharrie Mountain Renewable | 58526 | 1 | 35.333 | -79.9649 | 0 | OP | IC | LFG | 1.6 | 0.717 | 10043 | 3977.833 | 104333 | 10.3886
16845 | 2018 | 15690 | 3139.1802 | NC | Uwharrie Mountain Renewable | 58526 | 2 | 35.333 | -79.9649 | 0 | OP | IC | LFG | 1.6 | 0.717 | 10043 | 3977.833 | 104333 | 10.3886
16846 | 2018 | 15690 | 3139.1802 | NC | Uwharrie Mountain Renewable | 58526 | 3 | 35.333 | -79.9649 | 0 | OP | IC | LFG | 1.6 | 0.717 | 10043 | 3977.833 | 104333 | 10.3886
16847 | 2018 | 15690 | 3139.1802 | NC | Uwharrie Mountain Renewable | 58526 | 4 | 35.333 | -79.9649 | 0 | OP | IC | LFG | 1.6 | 0.717 | 10043 | 3977.833 | 104333 | 10.3886
16848 | 2018 | 15690 | 3139.1802 | NC | Uwharrie Mountain Renewable | 58526 | 5 | 35.333 | -79.9649 | 0 | OP | IC | LFG | 1.6 | 0.717 | 10043 | 3977.833 | 104333 | 10.3886
16849 | 2018 | 15690 | 3139.1802 | NC | Uwharrie Mountain Renewable | 58526 | 6 | 35.333 | -79.9649 | 0 | OP | IC | LFG | 1.6 | 0.717 | 10043 | 3977.833 | 104333 | 10.3886
16871 | 2018 | 28771 | 4347.4116 | NC | Wake County LFG Facility | 59688 | E1 | 35.674 | -78.854 | 0 | OP | IC | LFG | 0.3 | 0.702 | 1844.25 | 711.625 | 19711.708 | 10.6882
16872 | 2018 | 28771 | 4347.4116 | NC | Wake County LFG Facility | 59688 | E10 | 35.674 | -78.854 | 0 | OP | IC | LFG | 0.3 | 0.702 | 1844.25 | 711.625 | 19711.708 | 10.6882
16873 | 2018 | 28771 | 4347.4116 | NC | Wake County LFG Facility | 59688 | E11 | 35.674 | -78.854 | 0 | OP | IC | LFG | 0.3 | 0.702 | 1844.25 | 711.625 | 19711.708 | 10.6882
16874 | 2018 | 28771 | 4347.4116 | NC | Wake County LFG Facility | 59688 | E12 | 35.674 | -78.854 | 0 | OP | IC | LFG | 0.3 | 0.702 | 1844.25 | 711.625 | 19711.708 | 10.6882
16875 | 2018 | 28771 | 4347.4116 | NC | Wake County LFG Facility | 59688 | E13 | 35.674 | -78.854 | 0 | OP | IC | LFG | 0.3 | 0.702 | 1844.25 | 711.625 | 19711.708 | 10.6882
16876 | 2018 | 28771 | 4347.4116 | NC | Wake County LFG Facility | 59688 | E14 | 35.674 | -78.854 | 0 | OP | IC | LFG | 0.3 | 0.702 | 1844.25 | 711.625 | 19711.708 | 10.6882
16877 | 2018 | 28771 | 4347.4116 | NC | Wake County LFG Facility | 59688 | E15 | 35.674 | -78.854 | 0 | OP | IC | LFG | 0.3 | 0.702 | 1844.25 | 711.625 | 19711.708 | 10.6882
16878 | 2018 | 28771 | 4347.4116 | NC | Wake County LFG Facility | 59688 | E16 | 35.674 | -78.854 | 0 | OP | IC | LFG | 0.3 | 0.702 | 1844.25 | 711.625 | 19711.708 | 10.6882
16879 | 2018 | 28771 | 4347.4116 | NC | Wake County LFG Facility | 59688 | E17 | 35.674 | -78.854 | 0 | OP | IC | LFG | 0.3 | 0.702 | 1844.25 | 711.625 | 19711.708 | 10.6882
16880 | 2018 | 28771 | 4347.4116 | NC | Wake County LFG Facility | 59688 | E18 | 35.674 | -78.854 | 0 | OP | IC | LFG | 0.3 | 0.702 | 1844.25 | 711.625 | 19711.708 | 10.6882
16881 | 2018 | 28771 | 4347.4116 | NC | Wake County LFG Facility | 59688 | E19 | 35.674 | -78.854 | 0 | OP | IC | LFG | 0.3 | 0.702 | 1844.25 | 711.625 | 19711.708 | 10.6882
16882 | 2018 | 28771 | 4347.4116 | NC | Wake County LFG Facility | 59688 | E2 | 35.674 | -78.854 | 0 | OP | IC | LFG | 0.3 | 0.702 | 1844.25 | 711.625 | 19711.708 | 10.6882
16883 | 2018 | 28771 | 4347.4116 | NC | Wake County LFG Facility | 59688 | E20 | 35.674 | -78.854 | 0 | OP | IC | LFG | 0.3 | 0.702 | 1844.25 | 711.625 | 19711.708 | 10.6882
16884 | 2018 | 28771 | 4347.4116 | NC | Wake County LFG Facility | 59688 | E21 | 35.674 | -78.854 | 0 | OP | IC | LFG | 0.3 | 0.702 | 1844.25 | 711.625 | 19711.708 | 10.6882
16885 | 2018 | 28771 | 4347.4116 | NC | Wake County LFG Facility | 59688 | E22 | 35.674 | -78.854 | 0 | OP | IC | LFG | 0.3 | 0.702 | 1844.25 | 711.625 | 19711.708 | 10.6882
16886 | 2018 | 28771 | 4347.4116 | NC | Wake County LFG Facility | 59688 | E23 | 35.674 | -78.854 | 0 | OP | IC | LFG | 0.3 | 0.702 | 1844.25 | 711.625 | 19711.708 | 10.6882
16887 | 2018 | 28771 | 4347.4116 | NC | Wake County LFG Facility | 59688 | E24 | 35.674 | -78.854 | 0 | OP | IC | LFG | 0.3 | 0.702 | 1844.25 | 711.625 | 19711.708 | 10.6882
16888 | 2018 | 28771 | 4347.4116 | NC | Wake County LFG Facility | 59688 | E3 | 35.674 | -78.854 | 0 | OP | IC | LFG | 0.3 | 0.702 | 1844.25 | 711.625 | 19711.708 | 10.6882
16889 | 2018 | 28771 | 4347.4116 | NC | Wake County LFG Facility | 59688 | E4 | 35.674 | -78.854 | 0 | OP | IC | LFG | 0.3 | 0.702 | 1844.25 | 711.625 | 19711.708 | 10.6882
16890 | 2018 | 28771 | 4347.4116 | NC | Wake County LFG Facility | 59688 | E5 | 35.674 | -78.854 | 0 | OP | IC | LFG | 0.3 | 0.702 | 1844.25 | 711.625 | 19711.708 | 10.6882
16891 | 2018 | 28771 | 4347.4116 | NC | Wake County LFG Facility | 59688 | E6 | 35.674 | -78.854 | 0 | OP | IC | LFG | 0.3 | 0.702 | 1844.25 | 711.625 | 19711.708 | 10.6882
16892 | 2018 | 28771 | 4347.4116 | NC | Wake County LFG Facility | 59688 | E7 | 35.674 | -78.854 | 0 | OP | IC | LFG | 0.3 | 0.702 | 1844.25 | 711.625 | 19711.708 | 10.6882
16893 | 2018 | 28771 | 4347.4116 | NC | Wake County LFG Facility | 59688 | E8 | 35.674 | -78.854 | 0 | OP | IC | LFG | 0.3 | 0.702 | 1844.25 | 711.625 | 19711.708 | 10.6882
16894 | 2018 | 28771 | 4347.4116 | NC | Wake County LFG Facility | 59688 | E9 | 35.674 | -78.854 | 0 | OP | IC | LFG | 0.3 | 0.702 | 1844.25 | 711.625 | 19711.708 | 10.6882
16915 | 2018 | 6682 | 9720.4866 | NC | Waste Management Piedmont LFGTE Project | 57169 | GEN1 | 36.1936 | -80.0406 | 0 | OP | IC | LFG | 0.8 | 0.66 | 4625.667 | 1832.333 | 55098.333 | 11.9114
16916 | 2018 | 6682 | 9720.4866 | NC | Waste Management Piedmont LFGTE Project | 57169 | GEN2 | 36.1936 | -80.0406 | 0 | OP | IC | LFG | 0.8 | 0.66 | 4625.667 | 1832.333 | 55098.333 | 11.9114
16917 | 2018 | 6682 | 9720.4866 | NC | Waste Management Piedmont LFGTE Project | 57169 | GEN3 | 36.1936 | -80.0406 | 0 | OP | IC | LFG | 0.8 | 0.66 | 4625.667 | 1832.333 | 55098.333 | 11.9114
16939 | 2018 | 7026 | 5979.6907 | NC | White Street Renewables | 60364 | WSLFG | 36.1045 | -79.7236 | 0 | TS | IC | LFG | 1.6 | 0 | 0 | 0 |  | -
16518 | 2018 | 9864 | 75422.1173 | NC | Ocracoke | 6377 | BAT | 35.1094 | -75.9797 | 0 | OP | BA | MWH | 1 | -0.001 | -12 | -5 | 0 | 0
15759 | 2018 | 28665 | 204.8917 | NC | Asheville | 2706 | ST6 | 35.4731 | -82.5417 | 1 | V | CA | NG | 102 |  |  |  |  | -
15760 | 2018 | 28665 | 204.8917 | NC | Asheville | 2706 | ST8 | 35.4731 | -82.5417 | 1 | V | CA | NG | 102 |  |  |  |  | -
15852 | 2018 | 6685 | 413.0799 | NC | Buck | 2720 | ST10 | 35.7133 | -80.3767 | 2 | OP | CA | NG | 327.3 | 0.78 | 2237637 | 1004191 |  | -
15873 | 2018 | 7619 | 147.1666 | NC | Butler-Warner Generation Plant | 1016 | 9 | 35.0986 | -78.8294 | 3 | OP | CA | NG | 73 | 0.019 | 12282 | 3488 |  | -
15990 | 2018 | 7014 | 13639.0427 | NC | Dan River | 2723 | ST7 | 36.4862 | -79.7208 | 2 | OP | CA | NG | 327.3 | 0.739 | 2118133 | 900998 |  | -
16151 | 2018 | 6661 | 627.1576 | NC | H F Lee Steam Electric Plant | 2709 | ST1 | 35.3736 | -78.0894 | 1 | OP | CA | NG | 380 | 0.86 | 2862522 | 1236614 |  | -
16293 | 2018 | 4517 | 14688.4467 | NC | Kings Mountain Energy Center | 59325 | KMEC2 | 35.2025 | -81.3631 | 1 | OP | CA | NG | 233.7 | 0.233 | 476252 | 259132 |  | -
16301 | 2018 | 28666 | 110.3112 | NC | L V Sutton | 2713 | CA1 | 34.2831 | -77.9853 | 2 | OP | CA | NG | 288 | 0.479 | 1208835 | 624392 |  | -
16590 | 2018 | 7011 | 392.2379 | NC | Reidsville Energy Center | 61240 | REC2 | 36.3343 | -79.8322 | 1 | T | CA | NG | 233.7 |  |  |  |  | -
16638 | 2018 | 4473 | 954.5727 | NC | Rowan | 7826 | STG | 35.7314 | -80.6019 | 2 | OP | CA | NG | 195 | 0.852 | 1454973 | 624219 |  | -
16712 | 2018 | 28663 | 741.1712 | NC | Sherwood H Smith Jr Energy Complex | 7805 | ST4 | 34.8392 | -79.7406 | 1 | OP | CA | NG | 195.5 | 0.823 | 1409376 | 617265 |  | -
16713 | 2018 | 28663 | 741.1712 | NC | Sherwood H Smith Jr Energy Complex | 7805 | ST5 | 34.8392 | -79.7406 | 1 | OP | CA | NG | 271.1 | 0.814 | 1933643 | 855991 |  | -
15757 | 2018 | 28665 | 204.8917 | NC | Asheville | 2706 | CT5 | 35.4731 | -82.5417 | 0 | V | CT | NG | 191.2 |  |  |  |  | -
15758 | 2018 | 28665 | 204.8917 | NC | Asheville | 2706 | CT7 | 35.4731 | -82.5417 | 0 | V | CT | NG | 191.2 |  |  |  |  | -
15850 | 2018 | 6685 | 413.0799 | NC | Buck | 2720 | CT11 | 35.7133 | -80.3767 | 0 | OP | CT | NG | 185.3 | 0.902 | 1463456 | 620478 | 18260410 | 12.4776
15851 | 2018 | 6685 | 413.0799 | NC | Buck | 2720 | CT12 | 35.7133 | -80.3767 | 0 | OP | CT | NG | 185.3 | 0.907 | 1471968 | 620618 | 17935748 | 12.1849
15865 | 2018 | 7619 | 147.1666 | NC | Butler-Warner Generation Plant | 1016 | 1 | 35.0986 | -78.8294 | 0 | OP | CT | NG | 28.8 | 0.029 | 7191 | 1994 | 113887 | 15.8374
15866 | 2018 | 7619 | 147.1666 | NC | Butler-Warner Generation Plant | 1016 | 2 | 35.0986 | -78.8294 | 0 | OP | CT | NG | 28.8 | 0.026 | 6602 | 2048 | 104740 | 15.8649
15867 | 2018 | 7619 | 147.1666 | NC | Butler-Warner Generation Plant | 1016 | 3 | 35.0986 | -78.8294 | 0 | OP | CT | NG | 28.8 | 0.032 | 7983 | 2239 | 125273 | 15.6925
15870 | 2018 | 7619 | 147.1666 | NC | Butler-Warner Generation Plant | 1016 | 6 | 35.0986 | -78.8294 | 0 | OP | CT | NG | 28.8 | 0.031 | 7814 | 1864 | 121330 | 15.5273
15871 | 2018 | 7619 | 147.1666 | NC | Butler-Warner Generation Plant | 1016 | 7 | 35.0986 | -78.8294 | 0 | OP | CT | NG | 28.8 | 0.032 | 8063 | 2022 | 125285 | 15.5383
15872 | 2018 | 7619 | 147.1666 | NC | Butler-Warner Generation Plant | 1016 | 8 | 35.0986 | -78.8294 | 0 | OP | CT | NG | 28.8 | 0.035 | 8719 | 2309 | 135897 | 15.5863
15988 | 2018 | 7014 | 13639.0427 | NC | Dan River | 2723 | CT8 | 36.4862 | -79.7208 | 0 | OP | CT | NG | 185.3 | 0.883 | 1433925 | 576903 | 17893533 | 12.4787
15989 | 2018 | 7014 | 13639.0427 | NC | Dan River | 2723 | CT9 | 36.4862 | -79.7208 | 0 | OP | CT | NG | 185.3 | 0.869 | 1410200 | 573201 | 17680270 | 12.5374
16148 | 2018 | 6661 | 627.1576 | NC | H F Lee Steam Electric Plant | 2709 | 1A | 35.3736 | -78.0894 | 0 | OP | CT | NG | 180 | 0.914 | 1440885 | 584179 | 16861477 | 11.7022
16149 | 2018 | 6661 | 627.1576 | NC | H F Lee Steam Electric Plant | 2709 | 1B | 35.3736 | -78.0894 | 0 | OP | CT | NG | 180 | 0.915 | 1443265 | 591764 | 17059337 | 11.82
16150 | 2018 | 6661 | 627.1576 | NC | H F Lee Steam Electric Plant | 2709 | 1C | 35.3736 | -78.0894 | 0 | OP | CT | NG | 180 | 0.928 | 1463994 | 600371 | 16730557 | 11.428
16292 | 2018 | 4517 | 14688.4467 | NC | Kings Mountain Energy Center | 59325 | KMEC1 | 35.2025 | -81.3631 | 0 | OP | CT | NG | 310.2 | 0.298 | 810073 | 432680 | 6744474 | 8.3258
16304 | 2018 | 28666 | 110.3112 | NC | L V Sutton | 2713 | CT1 | 34.2831 | -77.9853 | 0 | OP | CT | NG | 221 | 0.569 | 1101793 | 494794 | 12484918 | 11.3315
16305 | 2018 | 28666 | 110.3112 | NC | L V Sutton | 2713 | CT2 | 34.2831 | -77.9853 | 0 | OP | CT | NG | 221 | 0.575 | 1113940 | 499304 | 12638020 | 11.3453
16589 | 2018 | 7011 | 392.2379 | NC | Reidsville Energy Center | 61240 | REC | 36.3343 | -79.8322 | 0 | T | CT | NG | 310.2 |  |  |  |  | -
16636 | 2018 | 4473 | 954.5727 | NC | Rowan | 7826 | 4 | 35.7314 | -80.6019 | 0 | OP | CT | NG | 199.4 | 0.781 | 1363644 | 569873 |  | -
16637 | 2018 | 4473 | 954.5727 | NC | Rowan | 7826 | 5 | 35.7314 | -80.6019 | 0 | OP | CT | NG | 199.4 | 0.787 | 1375141 | 575492 |  | -
16707 | 2018 | 28663 | 741.1712 | NC | Sherwood H Smith Jr Energy Complex | 7805 | 10 | 34.8392 | -79.7406 | 0 | OP | CT | NG | 191.2 | 0.888 | 1487809 | 627241 |  | -
16709 | 2018 | 28663 | 741.1712 | NC | Sherwood H Smith Jr Energy Complex | 7805 | 7 | 34.8392 | -79.7406 | 0 | OP | CT | NG | 199.4 | 0.724 | 1264040 | 536237 |  | -
16710 | 2018 | 28663 | 741.1712 | NC | Sherwood H Smith Jr Energy Complex | 7805 | 8 | 34.8392 | -79.7406 | 0 | OP | CT | NG | 199.4 | 0.716 | 1249912 | 532771 |  | -
16711 | 2018 | 28663 | 741.1712 | NC | Sherwood H Smith Jr Energy Complex | 7805 | 9 | 34.8392 | -79.7406 | 0 | OP | CT | NG | 191.2 | 0.882 | 1476943 | 619690 |  | -
15730 | 2018 | 29024 | 178.0349 | NC | Anson County Generation Facility | 56249 | 1 | 34.9687 | -79.9217 | 0 | OP | GT | NG | 57.3 | 0.131 | 65754.667 | 28572 |  | -
15731 | 2018 | 29024 | 178.0349 | NC | Anson County Generation Facility | 56249 | 2 | 34.9687 | -79.9217 | 0 | OP | GT | NG | 57.3 | 0.131 | 65754.667 | 28572 |  | -
15732 | 2018 | 29024 | 178.0349 | NC | Anson County Generation Facility | 56249 | 3 | 34.9687 | -79.9217 | 0 | OP | GT | NG | 57.3 | 0.131 | 65754.667 | 28572 |  | -
15733 | 2018 | 29024 | 178.0349 | NC | Anson County Generation Facility | 56249 | 4 | 34.9687 | -79.9217 | 0 | OP | GT | NG | 57.3 | 0.131 | 65754.667 | 28572 |  | -
15734 | 2018 | 29024 | 178.0349 | NC | Anson County Generation Facility | 56249 | 5 | 34.9687 | -79.9217 | 0 | OP | GT | NG | 57.3 | 0.131 | 65754.667 | 28572 |  | -
15735 | 2018 | 29024 | 178.0349 | NC | Anson County Generation Facility | 56249 | 6 | 34.9687 | -79.9217 | 0 | OP | GT | NG | 57.3 | 0.131 | 65754.667 | 28572 |  | -
15748 | 2018 | 6676 | 1068.6776 | NC | Archer Daniels Midland Southport | 54316 | GEN1 | 33.9397 | -77.9905 | 0 | SB | GT | NG | 18 | 0.006 | 941.829 | 222.857 | 14089.714 | 14.9599
15749 | 2018 | 6676 | 1068.6776 | NC | Archer Daniels Midland Southport | 54316 | GEN2 | 33.9397 | -77.9905 | 0 | SB | GT | NG | 17.5 | 0.006 | 915.667 | 216.667 | 13698.333 | 14.96
15750 | 2018 | 6676 | 1068.6776 | NC | Archer Daniels Midland Southport | 54316 | GEN3 | 33.9397 | -77.9905 | 0 | SB | GT | NG | 17 | 0.006 | 889.505 | 210.476 | 13306.952 | 14.96
15755 | 2018 | 28665 | 204.8917 | NC | Asheville | 2706 | GT1 | 35.4731 | -82.5417 | 0 | OP | GT | NG | 211.7 | 0.137 | 253372.658 | 203242.997 | 2970330 | 11.7232
15756 | 2018 | 28665 | 204.8917 | NC | Asheville | 2706 | GT2 | 35.4731 | -82.5417 | 0 | OP | GT | NG | 211.8 | 0.137 | 253492.342 | 203339.003 | 3061145 | 12.0759
15857 | 2018 | 6685 | 413.0799 | NC | Buck | 2720 | 7 | 35.7133 | -80.3767 | 0 | RE | GT | NG | 34.8 |  |  |  |  | -
15858 | 2018 | 6685 | 413.0799 | NC | Buck | 2720 | 8 | 35.7133 | -80.3767 | 0 | RE | GT | NG | 34.8 |  |  |  |  | -
15859 | 2018 | 6685 | 413.0799 | NC | Buck | 2720 | 9 | 35.7133 | -80.3767 | 0 | RE | GT | NG | 34.8 |  |  |  |  | -
15868 | 2018 | 7619 | 147.1666 | NC | Butler-Warner Generation Plant | 1016 | 4 | 35.0986 | -78.8294 | 0 | OP | GT | NG | 28.8 | 0.017 | 4304.5 | 1308.5 | 79180 | 18.3947
15869 | 2018 | 7619 | 147.1666 | NC | Butler-Warner Generation Plant | 1016 | 5 | 35.0986 | -78.8294 | 0 | OP | GT | NG | 28.8 | 0.017 | 4304.5 | 1308.5 | 59497 | 13.822
15941 | 2018 | 4496 | 15114.3797 | NC | Cleveland Cnty Generating Facility | 57029 | 1 | 35.1705 | -81.4166 | 0 | OP | GT | NG | 184 | 0.06 | 96460.375 | 42342.5 | 1984711 | 20.5754
15942 | 2018 | 4496 | 15114.3797 | NC | Cleveland Cnty Generating Facility | 57029 | 2 | 35.1705 | -81.4166 | 0 | OP | GT | NG | 184 | 0.06 | 96460.375 | 42342.5 | 2360413 | 24.4703
15943 | 2018 | 4496 | 15114.3797 | NC | Cleveland Cnty Generating Facility | 57029 | 3 | 35.1705 | -81.4166 | 0 | OP | GT | NG | 184 | 0.06 | 96460.375 | 42342.5 | 2203957 | 22.8483
15944 | 2018 | 4496 | 15114.3797 | NC | Cleveland Cnty Generating Facility | 57029 | 4 | 35.1705 | -81.4166 | 0 | OP | GT | NG | 184 | 0.06 | 96460.375 | 42342.5 | 1386753 | 14.3764
15945 | 2018 | 4496 | 15114.3797 | NC | Cleveland Cnty Generating Facility | 57029 | 5 | 35.1705 | -81.4166 | 0 | IP | GT | NG | 184 | 0.06 | 96460.375 | 42342.5 |  | -
15946 | 2018 | 4496 | 15114.3797 | NC | Cleveland Cnty Generating Facility | 57029 | 6 | 35.1705 | -81.4166 | 0 | IP | GT | NG | 184 | 0.06 | 96460.375 | 42342.5 |  | -
15947 | 2018 | 4496 | 15114.3797 | NC | Cleveland Cnty Generating Facility | 57029 | 7 | 35.1705 | -81.4166 | 0 | IP | GT | NG | 184 | 0.06 | 96460.375 | 42342.5 |  | -
15948 | 2018 | 4496 | 15114.3797 | NC | Cleveland Cnty Generating Facility | 57029 | 8 | 35.1705 | -81.4166 | 0 | IP | GT | NG | 184 | 0.06 | 96460.375 | 42342.5 |  | -
15994 | 2018 | 7014 | 13639.0427 | NC | Dan River | 2723 | 4 | 36.4862 | -79.7208 | 0 | RE | GT | NG | 35.2 |  |  |  |  | -
15995 | 2018 | 7014 | 13639.0427 | NC | Dan River | 2723 | 5 | 36.4862 | -79.7208 | 0 | RE | GT | NG | 35.2 |  |  |  |  | -
15996 | 2018 | 7014 | 13639.0427 | NC | Dan River | 2723 | 6 | 36.4862 | -79.7208 | 0 | RE | GT | NG | 27.4 |  |  |  |  | -
16022 | 2018 | 9508 | 4512.9317 | NC | DSM Pharmaceuticals | 54887 | GEN1 | 35.666 | -77.3574 | 0 | SB | GT | NG | 4 | 0.012 | 420 | 157 | 7745 | 18.4405
16161 | 2018 | 28663 | 1026.805 | NC | Hamlet Generating Facility | 56292 | ES1 | 34.8423 | -79.7361 | 0 | OP | GT | NG | 57.3 | 0.056 | 27874.167 | 11958.333 |  | -
16162 | 2018 | 28663 | 1026.805 | NC | Hamlet Generating Facility | 56292 | ES2 | 34.8423 | -79.7361 | 0 | OP | GT | NG | 57.3 | 0.056 | 27874.167 | 11958.333 |  | -
16163 | 2018 | 28663 | 1026.805 | NC | Hamlet Generating Facility | 56292 | ES3 | 34.8423 | -79.7361 | 0 | OP | GT | NG | 57.3 | 0.056 | 27874.167 | 11958.333 |  | -
16164 | 2018 | 28663 | 1026.805 | NC | Hamlet Generating Facility | 56292 | ES4 | 34.8423 | -79.7361 | 0 | OP | GT | NG | 57.3 | 0.056 | 27874.167 | 11958.333 |  | -
16165 | 2018 | 28663 | 1026.805 | NC | Hamlet Generating Facility | 56292 | ES5 | 34.8423 | -79.7361 | 0 | OP | GT | NG | 57.3 | 0.056 | 27874.167 | 11958.333 |  | -
16166 | 2018 | 28663 | 1026.805 | NC | Hamlet Generating Facility | 56292 | ES6 | 34.8423 | -79.7361 | 0 | OP | GT | NG | 57.3 | 0.056 | 27874.167 | 11958.333 |  | -
16302 | 2018 | 28666 | 110.3112 | NC | L V Sutton | 2713 | CT004 | 34.2831 | -77.9853 | 0 | OP | GT | NG | 60.5 | 0.207 | 109443.5 | 48946.5 | 1244555 | 11.3717
16303 | 2018 | 28666 | 110.3112 | NC | L V Sutton | 2713 | CT005 | 34.2831 | -77.9853 | 0 | OP | GT | NG | 60.5 | 0.207 | 109443.5 | 48946.5 | 993861 | 9.081
16333 | 2018 | 4099 | 164.8438 | NC | Lincoln Combustion | 7277 | 1 | 35.4317 | -81.0347 | 0 | OP | GT | NG | 109.6 | 0.005 | 5155.25 | 656.188 | 96344 | 18.6885
16334 | 2018 | 4099 | 164.8438 | NC | Lincoln Combustion | 7277 | 10 | 35.4317 | -81.0347 | 0 | OP | GT | NG | 109.6 | 0.005 | 5155.25 | 656.188 | 56132 | 10.8883
16335 | 2018 | 4099 | 164.8438 | NC | Lincoln Combustion | 7277 | 11 | 35.4317 | -81.0347 | 0 | OP | GT | NG | 109.6 | 0.005 | 5155.25 | 656.188 | 56093 | 10.8808
16336 | 2018 | 4099 | 164.8438 | NC | Lincoln Combustion | 7277 | 12 | 35.4317 | -81.0347 | 0 | OP | GT | NG | 109.6 | 0.005 | 5155.25 | 656.188 | 45299 | 8.787
16337 | 2018 | 4099 | 164.8438 | NC | Lincoln Combustion | 7277 | 13 | 35.4317 | -81.0347 | 0 | OP | GT | NG | 109.6 | 0.005 | 5155.25 | 656.188 | 47998 | 9.3105
16338 | 2018 | 4099 | 164.8438 | NC | Lincoln Combustion | 7277 | 14 | 35.4317 | -81.0347 | 0 | OP | GT | NG | 109.6 | 0.005 | 5155.25 | 656.188 | 68247 | 13.2383
16339 | 2018 | 4099 | 164.8438 | NC | Lincoln Combustion | 7277 | 15 | 35.4317 | -81.0347 | 0 | OP | GT | NG | 109.6 | 0.005 | 5155.25 | 656.188 | 74386 | 14.4292
16340 | 2018 | 4099 | 164.8438 | NC | Lincoln Combustion | 7277 | 16 | 35.4317 | -81.0347 | 0 | OP | GT | NG | 109.6 | 0.005 | 5155.25 | 656.188 | 73145 | 14.1884
16341 | 2018 | 4099 | 164.8438 | NC | Lincoln Combustion | 7277 | 2 | 35.4317 | -81.0347 | 0 | OP | GT | NG | 109.6 | 0.005 | 5155.25 | 656.188 | 104721 | 20.3135
16342 | 2018 | 4099 | 164.8438 | NC | Lincoln Combustion | 7277 | 3 | 35.4317 | -81.0347 | 0 | OP | GT | NG | 109.6 | 0.005 | 5155.25 | 656.188 | 50219 | 9.7413
16343 | 2018 | 4099 | 164.8438 | NC | Lincoln Combustion | 7277 | 4 | 35.4317 | -81.0347 | 0 | OP | GT | NG | 109.6 | 0.005 | 5155.25 | 656.188 | 94639 | 18.3578
16344 | 2018 | 4099 | 164.8438 | NC | Lincoln Combustion | 7277 | 5 | 35.4317 | -81.0347 | 0 | OP | GT | NG | 109.6 | 0.005 | 5155.25 | 656.188 | 73976 | 14.3496
16345 | 2018 | 4099 | 164.8438 | NC | Lincoln Combustion | 7277 | 6 | 35.4317 | -81.0347 | 0 | OP | GT | NG | 109.6 | 0.005 | 5155.25 | 656.188 | 70619 | 13.6985
16346 | 2018 | 4099 | 164.8438 | NC | Lincoln Combustion | 7277 | 7 | 35.4317 | -81.0347 | 0 | OP | GT | NG | 109.6 | 0.005 | 5155.25 | 656.188 | 86771 | 16.8316
16347 | 2018 | 4099 | 164.8438 | NC | Lincoln Combustion | 7277 | 8 | 35.4317 | -81.0347 | 0 | OP | GT | NG | 109.6 | 0.005 | 5155.25 | 656.188 | 57697 | 11.1919
16348 | 2018 | 4099 | 164.8438 | NC | Lincoln Combustion | 7277 | 9 | 35.4317 | -81.0347 | 0 | OP | GT | NG | 109.6 | 0.005 | 5155.25 | 656.188 | 48323 | 9.3736
16425 | 2018 | 15782 | 5235.9256 | NC | Monroe Generating Station | 57505 | 1 | 34.9858 | -80.506 | 0 | OP | GT | NG | 15 | 0.02 | 2569 | 1148.5 | 36189.5 | 14.087
16426 | 2018 | 15782 | 5235.9256 | NC | Monroe Generating Station | 57505 | 2 | 34.9858 | -80.506 | 0 | OP | GT | NG | 15 | 0.02 | 2569 | 1148.5 | 36189.5 | 14.087
16481 | 2018 | 12439 | 1006.3877 | NC | NCSU Cates Cogeneration Plant | 61676 | CTG1 | 35.784 | -78.6747 | 0 | OP | GT | NG | 5.6 | 0.815 | 39968 | 17622.5 | 577548.5 | 14.4503
16482 | 2018 | 12439 | 1006.3877 | NC | NCSU Cates Cogeneration Plant | 61676 | CTG2 | 35.784 | -78.6747 | 0 | OP | GT | NG | 5.6 | 0.815 | 39968 | 17622.5 | 577548.5 | 14.4503
16483 | 2018 | 12439 | 414.7502 | NC | NCSU CCUP Cogeneration Plant | 61675 | CTG1 | 35.7756 | -78.6737 | 0 | V | GT | NG | 5.6 |  |  |  |  | -
16598 | 2018 | 28664 | 213.7577 | NC | Riverbend | 2732 | 10 | 35.36 | -80.9742 | 0 | RE | GT | NG | 33.8 |  |  |  |  | -
16599 | 2018 | 28664 | 213.7577 | NC | Riverbend | 2732 | 11 | 35.36 | -80.9742 | 0 | RE | GT | NG | 33.8 |  |  |  |  | -
16604 | 2018 | 28664 | 213.7577 | NC | Riverbend | 2732 | 8 | 35.36 | -80.9742 | 0 | RE | GT | NG | 33.8 |  |  |  |  | -
16605 | 2018 | 28664 | 213.7577 | NC | Riverbend | 2732 | 9 | 35.36 | -80.9742 | 0 | RE | GT | NG | 33.8 |  |  |  |  | -
16615 | 2018 | 7011 | 319.2426 | NC | Rockingham County CT Station | 55116 | CT1 | 36.3297 | -79.8297 | 0 | SB | GT | NG | 195.5 | 0.272 | 465047 | 251156.2 | 5070502 | 10.9032
16616 | 2018 | 7011 | 319.2426 | NC | Rockingham County CT Station | 55116 | CT2 | 36.3297 | -79.8297 | 0 | SB | GT | NG | 195.5 | 0.272 | 465047 | 251156.2 | 5068106 | 10.8981
16617 | 2018 | 7011 | 319.2426 | NC | Rockingham County CT Station | 55116 | CT3 | 36.3297 | -79.8297 | 0 | SB | GT | NG | 195.5 | 0.272 | 465047 | 251156.2 | 4345419 | 9.344
16618 | 2018 | 7011 | 319.2426 | NC | Rockingham County CT Station | 55116 | CT4 | 36.3297 | -79.8297 | 0 | SB | GT | NG | 195.5 | 0.272 | 465047 | 251156.2 | 5089946 | 10.945
16619 | 2018 | 7011 | 319.2426 | NC | Rockingham County CT Station | 55116 | CT5 | 36.3297 | -79.8297 | 0 | SB | GT | NG | 195.5 | 0.272 | 465047 | 251156.2 | 5086665 | 10.938
16633 | 2018 | 4473 | 954.5727 | NC | Rowan | 7826 | 001 | 35.7314 | -80.6019 | 0 | OP | GT | NG | 199.4 | 0.095 | 166428.667 | 134592 |  | -
16634 | 2018 | 4473 | 954.5727 | NC | Rowan | 7826 | 002 | 35.7314 | -80.6019 | 0 | OP | GT | NG | 199.4 | 0.095 | 166428.667 | 134592 |  | -
16635 | 2018 | 4473 | 954.5727 | NC | Rowan | 7826 | 003 | 35.7314 | -80.6019 | 0 | OP | GT | NG | 199.4 | 0.095 | 166428.667 | 134592 |  | -
16703 | 2018 | 28663 | 741.1712 | NC | Sherwood H Smith Jr Energy Complex | 7805 | 001 | 34.8392 | -79.7406 | 0 | OP | GT | NG | 199.4 | 0.352 | 614791.6 | 288729.2 |  | -
16704 | 2018 | 28663 | 741.1712 | NC | Sherwood H Smith Jr Energy Complex | 7805 | 002 | 34.8392 | -79.7406 | 0 | OP | GT | NG | 199.4 | 0.352 | 614791.6 | 288729.2 |  | -
16705 | 2018 | 28663 | 741.1712 | NC | Sherwood H Smith Jr Energy Complex | 7805 | 003 | 34.8392 | -79.7406 | 0 | OP | GT | NG | 199.4 | 0.352 | 614791.6 | 288729.2 |  | -
16706 | 2018 | 28663 | 741.1712 | NC | Sherwood H Smith Jr Energy Complex | 7805 | 004 | 34.8392 | -79.7406 | 0 | OP | GT | NG | 199.4 | 0.352 | 614791.6 | 288729.2 |  | -
16708 | 2018 | 28663 | 741.1712 | NC | Sherwood H Smith Jr Energy Complex | 7805 | 6 | 34.8392 | -79.7406 | 0 | OP | GT | NG | 199.4 | 0.352 | 614791.6 | 288729.2 |  | -
16922 | 2018 | 6661 | 318.9655 | NC | Wayne County | 7538 | 1 | 35.3758 | -78.0981 | 0 | OP | GT | NG | 195.2 | 0.053 | 91256.847 | 35362.74 | 1055619.165 | 11.5676
16923 | 2018 | 6661 | 318.9655 | NC | Wayne County | 7538 | 2 | 35.3758 | -78.0981 | 0 | OP | GT | NG | 195.2 | 0.053 | 91256.847 | 35362.74 | 1055619.165 | 11.5676
16924 | 2018 | 6661 | 318.9655 | NC | Wayne County | 7538 | 3 | 35.3758 | -78.0981 | 0 | OP | GT | NG | 195.2 | 0.053 | 91256.847 | 35362.74 | 1055619.165 | 11.5676
16925 | 2018 | 6661 | 318.9655 | NC | Wayne County | 7538 | 4 | 35.3758 | -78.0981 | 0 | OP | GT | NG | 195.2 | 0.053 | 91256.847 | 35362.74 | 1055619.165 | 11.5676
16926 | 2018 | 6661 | 318.9655 | NC | Wayne County | 7538 | 5 | 35.3758 | -78.0981 | 0 | OP | GT | NG | 198.9 | 0.053 | 92986.613 | 36033.038 | 1075628.34 | 11.5676
16961 | 2018 | 10129 | 4630.8698 | NC | Woodfin | 56849 | 1 | 35.65 | -82.5575 | 0 | IP | GT | NG | 45.5 |  |  |  |  | -
16484 | 2018 | 12439 | 414.7502 | NC | NCSU CCUP Cogeneration Plant | 61675 | STG | 35.7756 | -78.6737 | 0 | V | ST | NG | 1 |  |  |  |  | -
15848 | 2018 | 28669 | 192.7212 | NC | Brunswick Nuclear | 6014 | 1 | 33.9597 | -78.0114 | 1 | OP | ST | NUC | 1001.6 | 0.834 | 7313483.5 | 3072111.5 | 74165967 | 10.141
15849 | 2018 | 28669 | 192.7212 | NC | Brunswick Nuclear | 6014 | 2 | 33.9597 | -78.0114 | 1 | OP | ST | NUC | 1001.6 | 0.834 | 7313483.5 | 3072111.5 | 78753833 | 10.7683
16171 | 2018 | 319 | 360.6096 | NC | Harris | 6015 | 1 | 35.6334 | -78.9556 | 1 | OP | ST | NUC | 950.9 | 0.911 | 7587914 | 3310320 | 79328975 | 10.4546
16398 | 2018 | 6646 | 518.2894 | NC | McGuire | 6038 | 1 | 35.4331 | -80.9486 | 1 | OP | ST | NUC | 1220.3 | 0.929 | 9931034 | 4085294.5 | 108302320 | 10.9054
16399 | 2018 | 6646 | 518.2894 | NC | McGuire | 6038 | 2 | 35.4331 | -80.9486 | 1 | OP | ST | NUC | 1220.3 | 0.929 | 9931034 | 4085294.5 | 99348625 | 10.0039
16525 | 2018 | 28501 | 6162.9425 | NC | Orbit Energy Charlotte | 58638 | 1 | 35.2625 | -80.8117 | 0 | SB | IC | OBG | 5.2 | 0.002 | 91 | 36 | 1776 | 19.5165
15705 | 2018 | 10009 | 4425.8447 | NC | 1025 Traveller Solar, LLC | 62660 | 1025 | 35.4273 | -79.1263 | 0 | U | PV | SUN | 5 |  |  |  |  | -
15706 | 2018 | 7049 | 2866.9516 | NC | 1047 Little Mountain Solar, LLC | 62661 | 1047 | 36.1971 | -80.8067 | 0 | U | PV | SUN | 3 |  |  |  |  | -
15707 | 2018 | 4496 | 10462.5654 | NC | 231 Dixon 74 Solar I, LLC | 61195 | DIXON | 35.2441 | -81.4304 | 0 | OP | PV | SUN | 2 | 0.227 | 3972 | 1997 | 36218 | 9.1183
15708 | 2018 | 6906 | 8256.0019 | NC | 4Oaks | 59534 | 4OAKS | 35.4325 | -78.4117 | 0 | OP | PV | SUN | 5 | 0.179 | 7837 | 3941 | 71456 | 9.1178
15709 | 2018 | 2042 | 4217.3442 | NC | 510 REPP One | 57363 | 1 | 36.4972 | -77.6058 | 0 | OP | PV | SUN | 1.3 | 0.165 | 1882 | 946 | 17160 | 9.118
15710 | 2018 | 6692 | 825.6119 | NC | ABD Farms | 61525 | GEN1 | 35.7287 | -79.7483 | 0 | OP | PV | SUN | 5 | 0.197 | 8650 | 4350 | 78871 | 9.118
15711 | 2018 | 15689 | 2062.0048 | NC | Achilles Solar | 62621 | ACHIL | 35.3597 | -79.9114 | 0 | V | PV | SUN | 5 |  |  |  |  | -
15712 | 2018 | 7011 | 7373.0456 | NC | Adams Solar | 60949 | PV1 | 36.273 | -79.7925 | 0 | P | PV | SUN | 2 |  |  |  |  | -
15713 | 2018 | 6407 | 9541.5843 | NC | Ahoskie | 59795 | FLS1 | 36.3064 | -76.9931 | 0 | OP | PV | SUN | 5 | 0.167 | 7324 | 3683 | 66781 | 9.1181
15714 | 2018 | 15226 | 542.1917 | NC | Ajax Solar | 60288 | PV1 | 34.8309 | -79.1194 | 0 | OP | PV | SUN | 5 | 0.09 | 3947 | 1985 | 35989 | 9.1181
15718 | 2018 | 9484 | 12556.8274 | NC | Albemarle Solar Center LLC | 58806 | ASC1 | 35.2931 | -77.5569 | 0 | OP | PV | SUN | 5 | 0.209 | 9157 | 4605 | 83494 | 9.1181
15719 | 2018 | 16404 | 5479.9041 | NC | Albertson Solar LLC | 59901 | ALBRT | 35.093 | -77.8127 | 0 | OP | PV | SUN | 5 | 0.246 | 10788 | 5425 | 98363 | 9.1178
15720 | 2018 | 9873 | 10075.3055 | NC | Alexis Solar | 60139 | PV1 | 35.3279 | -77.6609 | 0 | CN | PV | SUN | 5 |  |  |  |  | -
15721 | 2018 | 6422 | 7664.1838 | NC | Alpha Value Solar | 62054 | AVS01 | 36.1574 | -76.4896 | 0 | T | PV | SUN | 5 |  |  |  |  | -
15722 | 2018 | 6661 | 10964.1815 | NC | AM Best Farm | 58344 | 1 | 35.4189 | -77.9856 | 0 | OP | PV | SUN | 5 | 0.188 | 8253 | 4150 | 75251 | 9.118
15723 | 2018 | 6402 | 2369.1588 | NC | American Legion PV 1 | 59516 | AMLEG | 36.4183 | -77.6558 | 0 | OP | PV | SUN | 16 | 0.164 | 23009 | 11571 | 209795 | 9.118
15724 | 2018 | 11742 | 4591.9302 | NC | Amethyst Solar | 58730 | PV1 | 35.3169 | -81.9264 | 0 | OP | PV | SUN | 3 | 0.222 | 5839 | 2936 | 53240 | 9.118
15725 | 2018 | 13956 | 16291.5834 | NC | Anderson Farm LLC | 59115 | 1 | 34.9756 | -78.5167 | 0 | OP | PV | SUN | 1.9 | 0.237 | 3952 | 1987 | 36033 | 9.1177
15726 | 2018 | 9867 | 891.86 | NC | Andrew Solar | 59497 | PV1 | 35.1608 | -77.1099 | 0 | OP | PV | SUN | 5 | 0.214 | 9388 | 4721 | 85599 | 9.1179
15727 | 2018 | 15632 | 2955.5483 | NC | Angel Solar | 58731 | PV1 | 35.6511 | -81.2086 | 0 | OP | PV | SUN | 5 | 0.21 | 9198 | 4626 | 83866 | 9.1179
15728 | 2018 | 6895 | 1053.5982 | NC | Angier Farm | 58867 | 1 | 35.5164 | -78.75 | 0 | OP | PV | SUN | 5 | 0.17 | 7463 | 3753 | 68046 | 9.1178
15729 | 2018 | 9859 | 8806.6082 | NC | Anna Solar | 60176 | PV1 | 36.2649 | -78.2961 | 0 | CN | PV | SUN | 5 |  |  |  |  | -
15738 | 2018 | 15632 | 9841.8746 | NC | Apple Data Center - PV2 | 58701 | PV2 | 35.7389 | -81.2078 | 0 | OP | PV | SUN | 20 | 0.213 | 37236 | 18725 | 339518 | 9.118
15739 | 2018 | 15630 | 3057.6307 | NC | Apple Data Center PV | 57994 | PV1 | 35.5881 | -81.252 | 0 | OP | PV | SUN | 21 | 0.206 | 37908 | 19063 | 345645 | 9.118
15740 | 2018 | 15632 | 10630.9684 | NC | Apple Data Center PV3 | 59474 | DCPV3 | 35.715 | -81.15 | 0 | OP | PV | SUN | 17.5 | 0.231 | 35442 | 17823 | 323160 | 9.118
15741 | 2018 | 15632 | 8101.3522 | NC | Apple One | 58828 | PV1 | 35.6294 | -81.1569 | 0 | OP | PV | SUN | 5 | 0.214 | 9361 | 4708 | 85353 | 9.1179
15742 | 2018 | 6969 | 2178.3198 | NC | Ararat Rock Solar, LLC | 58492 | ARARR | 36.4611 | -80.6006 | 0 | OP | PV | SUN | 3.5 | 0.183 | 5614 | 2823 | 51189 | 9.1181
15743 | 2018 | 9873 | 17107.3602 | NC | Arba Solar, LLC | 58801 | INV1 | 35.3964 | -77.7036 | 0 | OP | PV | SUN | 0.5 | 0.181 | 791 | 397.75 | 7212.25 | 9.1179
15744 | 2018 | 9873 | 17107.3602 | NC | Arba Solar, LLC | 58801 | INV2 | 35.3964 | -77.7036 | 0 | OP | PV | SUN | 0.5 | 0.181 | 791 | 397.75 | 7212.25 | 9.1179
15745 | 2018 | 9873 | 17107.3602 | NC | Arba Solar, LLC | 58801 | INV3 | 35.3964 | -77.7036 | 0 | OP | PV | SUN | 0.5 | 0.181 | 791 | 397.75 | 7212.25 | 9.1179
15746 | 2018 | 9873 | 17107.3602 | NC | Arba Solar, LLC | 58801 | INV4 | 35.3964 | -77.7036 | 0 | OP | PV | SUN | 0.5 | 0.181 | 791 | 397.75 | 7212.25 | 9.1179
15747 | 2018 | 28670 | 4632.5281 | NC | Arborgate Solar | 62623 | ARBOR | 35.7174 | -79.1195 | 0 | V | PV | SUN | 5 |  |  |  |  | -
15751 | 2018 | 15632 | 15053.8975 | NC | Arndt Farm | 58315 | 1 | 35.7792 | -81.1756 | 0 | OP | PV | SUN | 5 | 0.195 | 8549 | 4299 | 77950 | 9.118
15752 | 2018 | 9821 | 15753.807 | NC | Arthur Solar, LLC | 62136 | ART01 | 34.1609 | -78.8466 | 0 | OP | PV | SUN | 5 | 0.078 | 3421 | 2102 | 31193 | 9.1181
15761 | 2018 | 7049 | 10684.8756 | NC | Ashley Solar Farm | 59566 | PV1 | 36.1261 | -80.7989 | 0 | OP | PV | SUN | 4 | 0.198 | 6954 | 3497 | 63408 | 9.1182
15762 | 2018 | 9872 | 4189.8805 | NC | Aspen Solar, LLC | 59694 | GEN1 | 34.7912 | -78.0121 | 0 | OP | PV | SUN | 5 | 0.203 | 8890 | 4471 | 81059 | 9.118
15763 | 2018 | 16404 | 17719.7022 | NC | Atkinson Farm Solar | 60982 | 1 | 34.897 | -77.7952 | 0 | OP | PV | SUN | 5 | 0.189 | 8257 | 4152 | 75286 | 9.1178
15764 | 2018 | 16404 | 17791.0561 | NC | Atkinson Solar II | 62096 | PGRF3 | 34.897 | -77.792 | 0 | OP | PV | SUN | 1.9 | 0.05 | 830 | 0 | 7568 | 9.1181
15765 | 2018 | 4496 | 10528.42 | NC | Audrey Solar | 58732 | PV1 | 35.3281 | -81.6219 | 0 | OP | PV | SUN | 3 | 0.186 | 4890 | 2459 | 44588 | 9.1182
15766 | 2018 | 28953 | 4147.4903 | NC | Augustus Farm, LLC | 60313 | 1 | 35.5997 | -77.6391 | 0 | OP | PV | SUN | 4.9 | 0.231 | 9903 | 4980 | 90295 | 9.1179
15767 | 2018 | 6407 | 4042.262 | NC | Aulander Holloman Solar, LLC | 62340 | HOLLO | 36.2912 | -77.0666 | 0 | OP | PV | SUN | 80 | 0 | 38.61 | 0 | 352 | 9.1168
15768 | 2018 | 15632 | 10830.4897 | NC | Austin Solar | 58733 | PV1 | 35.6139 | -81.1322 | 0 | CN | PV | SUN | 2 |  |  |  |  | -
15769 | 2018 | 4475 | 10183.2727 | NC | Auten Road Farm, LLC | 60634 | PV1 | 35.305 | -81.1373 | 0 | OP | PV | SUN | 5 | 0.173 | 7566 | 3805 | 68986 | 9.1179
15773 | 2018 | 4496 | 7053.6505 | NC | Ayrshire | 58792 | PV1 | 35.2831 | -81.6153 | 0 | OP | PV | SUN | 19.4 | 0.208 | 35331 | 17767 | 322149 | 9.118
15774 | 2018 | 9454 | 2926.1289 | NC | Badger | 62603 | BADGE | 34.839 | -77.2288 | 0 | V | PV | SUN | 5 |  |  |  |  | -
15775 | 2018 | 6890 | 13246.5496 | NC | Bailey Farm LLC | 59127 | 1 | 35.7875 | -78.1397 | 0 | OP | PV | SUN | 5 | 0.205 | 8998 | 4525 | 82045 | 9.1181
15776 | 2018 | 1850 | 27136.4665 | NC | Bakatsias Solar | 61527 | GEN1 | 36.0724 | -79.3475 | 0 | OP | PV | SUN | 5 | 0.158 | 6929 | 3484 | 63179 | 9.1181
15777 | 2018 | 6407 | 2320.8759 | NC | Baker PV 1 | 59517 | BAKE1 | 36.2703 | -77.0603 | 0 | OP | PV | SUN | 5 | 0.178 | 7817 | 3931 | 71275 | 9.1179
15778 | 2018 | 9995 | 914.4805 | NC | Balsam | 59828 | 5375 | 35.4589 | -79.1739 | 0 | OP | PV | SUN | 5 | 0.206 | 9024 | 4538 | 82281 | 9.118
15779 | 2018 | 9850 | 14883.6854 | NC | Baltimore Church Solar, LLC | 60144 | FLS1 | 34.4667 | -79.1524 | 0 | OP | PV | SUN | 5.4 | 0.166 | 7830 | 3938 | 71394 | 9.118
15780 | 2018 | 28662 | 6706.0318 | NC | Barker Solar, LLC | 61194 | BARK | 34.6356 | -78.9287 | 0 | OP | PV | SUN | 5 | 0.21 | 9185 | 4619 | 83749 | 9.118
15781 | 2018 | 10126 | 369.5855 | NC | Barnhill Road Solar, LLC | 60782 | 1 | 36.2692 | -76.2995 | 0 | OP | PV | SUN | 3.1 | 0.21 | 5704 | 2868 | 52009 | 9.118
15782 | 2018 | 6655 | 739.1556 | NC | Battleboro Farm | 60369 | BFPV | 36.0586 | -77.7608 | 0 | OP | PV | SUN | 5.2 | 0.175 | 7967 | 4006 | 72642 | 9.1179
15783 | 2018 | 4517 | 11117.1444 | NC | Battleground | 59038 | GEN1 | 35.22 | -81.33 | 0 | OP | PV | SUN | 3.5 | 0.183 | 5615 | 2824 | 51199 | 9.1183
15784 | 2018 | 9868 | 8.4067 | NC | Bay Branch Solar | 60601 | BBSOL | 35.4745 | -77.1191 | 0 | OP | PV | SUN | 5 | 0 | 5 | 0 | 46 | 9.2
15785 | 2018 | 9864 | 397.5856 | NC | Bayboro Solar Farm | 61528 | GEN1 | 35.1483 | -76.8102 | 0 | OP | PV | SUN | 5 | 0.13 | 5680 | 2856 | 51792 | 9.1183
15787 | 2018 | 28671 | 18382.9717 | NC | Bear Creek Solar | 61351 | GEN1 | 35.5403 | -79.4491 | 0 | OP | PV | SUN | 2 | 0.224 | 3918 | 1970 | 35726 | 9.1184
15788 | 2018 | 4473 | 9545.4069 | NC | Bear Poplar Solar | 61130 | 12344 | 35.6705 | -80.6847 | 0 | CN | PV | SUN | 5 |  |  |  |  | -
15789 | 2018 | 17163 | 8703.1416 | NC | Bearford Farm Solar Project | 59567 | PV1 | 34.61 | -77.9242 | 0 | OP | PV | SUN | 5 | 0.208 | 9102 | 4577 | 82993 | 9.1181
15790 | 2018 | 17163 | 8244.5022 | NC | Bearford Solar II | 59488 | BEARF | 34.6119 | -77.9289 | 0 | OP | PV | SUN | 4.9 | 0.172 | 7365 | 3972 | 67154 | 9.118
15791 | 2018 | 9859 | 1429.7504 | NC | BearPond Solar Center LLC | 58955 | BEAR | 36.2761 | -78.3772 | 0 | OP | PV | SUN | 4.8 | 0.211 | 8874 | 4463 | 80913 | 9.118
15792 | 2018 | 9868 | 2460.5713 | NC | Beaufort Solar, LLC | 59887 | GEN | 35.456 | -77.134 | 0 | OP | PV | SUN | 15 | 0.206 | 27039 | 13598 | 246542 | 9.118
15793 | 2018 | 6684 | 9214.3287 | NC | Beetle Solar | 59511 | PV1 | 35.1785 | -81.665 | 0 | OP | PV | SUN | 4 | 0.193 | 6778 | 3409 | 61800 | 9.1177
15796 | 2018 | 4496 | 23766.3918 | NC | Belwood Farm | 58314 | 1 | 35.47 | -81.5083 | 0 | OP | PV | SUN | 4 | 0.205 | 7184 | 3613 | 65504 | 9.118
15797 | 2018 | 6405 | 13800.4312 | NC | Benthall Bridge PV 1 | 59515 | BENT1 | 36.42 | -77.1003 | 0 | OP | PV | SUN | 5 | 0.192 | 8418 | 4233 | 76754 | 9.1178
15798 | 2018 | 16281 | 1892.0622 | NC | Bernhardt Furniture Solar Farm | 60881 | BERN4 | 35.8499 | -81.5409 | 0 | OP | PV | SUN | 1.1 | 0.067 | 648 | 326 | 5909 | 9.1188
15799 | 2018 | 10039 | 272.3683 | NC | Bethel Price Solar, LLC | 58843 | 1 | 35.7947 | -77.3811 | 0 | OP | PV | SUN | 5 | 0.16 | 7009 | 3525 | 63907 | 9.1178
15800 | 2018 | 10039 | 5069.4208 | NC | Bethel Solar | 59173 | 5MWPV | 35.75 | -77.385 | 0 | OP | PV | SUN | 5 | 0.172 | 7543 | 3793 | 68778 | 9.1181
15801 | 2018 | 16404 | 17805.1357 | NC | Beulaville | 59039 | GEN 1 | 34.9 | -77.78 | 0 | OP | PV | SUN | 2 | 0.193 | 3374 | 1697 | 30762 | 9.1174
15802 | 2018 | 15782 | 16001.1152 | NC | BG Stewart Solar Farm, LLC | 59930 | NB005 | 34.9705 | -80.3896 | 0 | OP | PV | SUN | 5 | 0.206 | 9027 | 4540 | 82307 | 9.1179
15803 | 2018 | 28601 | 5065.8802 | NC | Biltmore Solar Fields | 61271 | 18950 | 35.5612 | -82.5884 | 0 | OP | PV | SUN | 1.5 | 0.149 | 1959 | 985 | 17862 | 9.1179
15804 | 2018 | 2907 | 1704.7075 | NC | Binks Solar | 58737 | PV1 | 36 | -79.0525 | 0 | CN | PV | SUN | 4 |  |  |  |  | -
15805 | 2018 | 14626 | 2077.6595 | NC | Biscoe Solar LLC | 58667 | BISCO | 35.3839 | -79.7703 | 0 | OP | PV | SUN | 5 | 0.206 | 9011 | 4532 | 82163 | 9.1181
15806 | 2018 | 340 | 10871.6035 | NC | Bizzell Church Solar 1, LLC | 60401 | BCSPV | 35.5494 | -78.1799 | 0 | OP | PV | SUN | 5.2 | 0.207 | 9423 | 4739 | 85918 | 9.1179
15807 | 2018 | 340 | 10973.5921 | NC | Bizzell Church Solar 2 | 61158 | BIZZE | 35.5444 | -78.1772 | 0 | OP | PV | SUN | 5 | 0.211 | 9245 | 4649 | 84295 | 9.1179
15811 | 2018 | 1924 | 15763.56 | NC | Bladen Solar | 61561 | GEN1 | 34.8235 | -78.6235 | 0 | OP | PV | SUN | 50 | 0.237 | 103952 | 51169 | 947830 | 9.118
15812 | 2018 | 9820 | 5636.583 | NC | Bladenboro Farm | 58868 | 1 | 34.535 | -78.8131 | 0 | OP | PV | SUN | 5 | 0.19 | 8326 | 4187 | 75917 | 9.1181
15813 | 2018 | 9820 | 4547.9964 | NC | Bladenboro Solar 2 | 62101 | PGRF6 | 34.536 | -78.799 | 0 | OP | PV | SUN | 4.5 | 0.059 | 2315 | 1159 | 21109 | 9.1184
15814 | 2018 | 9820 | 5383.5441 | NC | Bladenboro Solar, LLC | 61283 | GEN1 | 34.5478 | -78.8177 | 0 | OP | PV | SUN | 4.8 | 0.226 | 9510 | 4782 | 86710 | 9.1178
15825 | 2018 | 28766 | 10559.9529 | NC | Blue Bird Solar | 60177 | PV1 | 36.3831 | -78.3503 | 0 | L | PV | SUN | 4 |  |  |  |  | -
15826 | 2018 | 6661 | 8840.1615 | NC | Blueberry One | 58605 | PV1 | 35.3139 | -78.1542 | 0 | OP | PV | SUN | 5 | 0.217 | 9499 | 4777 | 86612 | 9.118
15827 | 2018 | 10009 | 132.9909 | NC | Boaz Farm Solar | 61157 | BOAZF | 35.4678 | -79.1344 | 0 | OP | PV | SUN | 5 | 0.208 | 9124 | 4588 | 83191 | 9.1178
15828 | 2018 | 16911 | 9061.5706 | NC | Bolton Farm | 58349 | 1 | 36.4216 | -78.1323 | 0 | OP | PV | SUN | 5 | 0.199 | 8736 | 4393 | 79655 | 9.118
15829 | 2018 | 9484 | 15094.3972 | NC | Bondi Solar | 61352 | GEN1 | 35.1341 | -77.5385 | 0 | OP | PV | SUN | 5 | 0.154 | 6739 | 3389 | 61446 | 9.118
15830 | 2018 | 9858 | 4266.0942 | NC | Bonnie Solar | 60175 | PV1 | 36.0859 | -78.0622 | 0 | CN | PV | SUN | 5 |  |  |  |  | -
15831 | 2018 | 6665 | 5287.6208 | NC | Boseman Solar Center LLC | 58807 | BSC1 | 36.0081 | -77.81 | 0 | OP | PV | SUN | 5 | 0.194 | 8495 | 4272 | 77459 | 9.1182
15833 | 2018 | 7700 | 3667.3027 | NC | Boykin PV1 | 59996 | BOYK1 | 35.1134 | -78.7504 | 0 | L | PV | SUN | 17 |  |  |  |  | -
15834 | 2018 | 9487 | 345.761 | NC | Bradley Farm (Dudley) | 62593 | PV1 | 35.3069 | -78.0608 | 0 | P | PV | SUN | 5 |  |  |  |  | -
15835 | 2018 | 6407 | 550.3497 | NC | Bradley PV1 | 59154 | BRAD1 | 36.2606 | -77.0764 | 0 | OP | PV | SUN | 5 | 0.179 | 7835 | 3940 | 71440 | 9.1181
15836 | 2018 | 12414 | 16044.6215 | NC | Brantley Solar | 60623 | PV1 | 35.8905 | -78.1552 | 0 | OP | PV | SUN | 50.2 | 0.035 | 15225 | 0 | 138821 | 9.118
15837 | 2018 | 29262 | 2439.5654 | NC | BRE | 59706 | NB005 | 36.3725 | -78.5985 | 0 | OP | PV | SUN | 5 | 0.194 | 8478 | 4263 | 77304 | 9.1182
15838 | 2018 | 16911 | 15875.8462 | NC | BRE NC Solar 2 | 60626 | BEAM2 | 36.3422 | -78.1732 | 0 | L | PV | SUN | 5 |  |  |  |  | -
15839 | 2018 | 29262 | 4016.2642 | NC | BRE NC Solar 3 | 60627 | BEAM3 | 36.383 | -78.612 | 0 | L | PV | SUN | 5 |  |  |  |  | -
15840 | 2018 | 16911 | 15274.2624 | NC | BRE NC Solar 4 | 60628 | BEAM4 | 36.3518 | -78.1499 | 0 | L | PV | SUN | 5 |  |  |  |  | -
15844 | 2018 | 4484 | 3816.7281 | NC | Broad River Solar, LLC | 62822 | GEN1 | 35.188 | -81.751 | 0 | P | PV | SUN | 50 |  |  |  |  | -
15845 | 2018 | 28662 | 7484.3765 | NC | Broadridge Solar, LLC | 61218 | BROAD | 34.5229 | -78.9572 | 0 | OP | PV | SUN | 5 | 0.221 | 9691 | 4873 | 88363 | 9.118
15846 | 2018 | 9821 | 3667.728 | NC | Broadway Solar Center, LLC | 59762 | BRDWY | 34.3093 | -78.8314 | 0 | OP | PV | SUN | 5 | 0.208 | 9114 | 4583 | 83099 | 9.1177
15847 | 2018 | 9859 | 4249.1263 | NC | Brooke Solar | 60140 | PV1 | 36.2443 | -78.3772 | 0 | L | PV | SUN | 4.5 |  |  |  |  | -
15860 | 2018 | 6679 | 3830.1494 | NC | Buckleberry Solar | 61693 | GEN | 35.3807 | -77.406 | 0 | OP | PV | SUN | 52.1 | 0.005 | 2086 | 0 | 19020 | 9.1179
15861 | 2018 | 28700 | 9613.3632 | NC | Buddy Solar | 58735 | PV1 | 35.5419 | -80.3633 | 0 | OP | PV | SUN | 4 | 0.168 | 5897 | 2966 | 53771 | 9.1184
15862 | 2018 | 16911 | 10555.3539 | NC | Bullock Solar, LLC | 61512 | GEN1 | 36.4754 | -78.3151 | 0 | OP | PV | SUN | 50 | 0.226 | 98856 | 49822 | 901365 | 9.118
15863 | 2018 | 6897 | 11001.7383 | NC | Bunn Level Farm, LLC | 60636 | 1 | 35.3086 | -78.7743 | 0 | OP | PV | SUN | 5 | 0.217 | 9503 | 4779 | 86650 | 9.1182
15864 | 2018 | 9441 | 10099.5013 | NC | Burgaw Solar, LLC | 62240 | 1072 | 34.536 | -77.9117 | 0 | U | PV | SUN | 5 |  |  |  |  | -
15879 | 2018 | 9859 | 25456.9218 | NC | Cabaniss Solar | 60430 | PV1 | 36.0777 | -78.26 | 0 | T | PV | SUN | 4.2 |  |  |  |  | -
15880 | 2018 | 3088 | 9087.4648 | NC | Camden Dam Solar, LLC | 62330 | CMDND | 36.3118 | -76.1258 | 0 | U | PV | SUN | 5 |  |  |  |  | -
15881 | 2018 | 28946 | 597.7394 | NC | Camp Lejeune Solar | 59966 | PV1 | 34.7257 | -77.3503 | 0 | OP | PV | SUN | 12.8 | 0.176 | 19769 | 9942 | 180253 | 9.118
15882 | 2018 | 6907 | 9376.4706 | NC | Candace Solar | 59499 | PV1 | 35.487 | -78.1922 | 0 | OP | PV | SUN | 5 | 0.207 | 9060 | 4556 | 82609 | 9.118
15897 | 2018 | 9858 | 19333.3283 | NC | Cardinal Solar | 60174 | PV1 | 36.0994 | -78.2294 | 0 | CN | PV | SUN | 5 |  |  |  |  | -
15898 | 2018 | 6402 | 6605.4475 | NC | Carl Friedrich Gauss Solar | 60882 | GAUSS | 36.3458 | -77.6335 | 0 | OP | PV | SUN | 5 | 0.014 | 612 | 0 | 5581 | 9.1193
15899 | 2018 | 6682 | 8410.4952 | NC | Carol Jean Solar | 59017 | GEN 1 | 36.3161 | -80.1444 | 0 | OP | PV | SUN | 4 | 0.188 | 6605 | 3322 | 60224 | 9.1179
15903 | 2018 | 7619 | 9380.8523 | NC | Carter PV1 | 59156 | CTR1 | 35.0211 | -78.7875 | 0 | OP | PV | SUN | 5 | 0.198 | 8686 | 4368 | 79199 | 9.118
15904 | 2018 | 28998 | 11823.8257 | NC | Carter Solar | 60167 | PV1 | 36.0459 | -77.8943 | 0 | CN | PV | SUN | 5 |  |  |  |  | -
15905 | 2018 | 9858 | 9881.6249 | NC | Cash Solar | 60178 | PV1 | 36.0282 | -77.9233 | 0 | L | PV | SUN | 5 |  |  |  |  | -
15906 | 2018 | 6665 | 4145.1611 | NC | Castalia Solar | 58849 | 1 | 36 | -77.7833 | 0 | OP | PV | SUN | 2 | 0.204 | 3579 | 1800 | 32634 | 9.1182
15908 | 2018 | 29477 | 7376.114 | NC | Catawba Solar LLC | 60800 | PV1 | 35.61 | -80.53 | 0 | OP | PV | SUN | 2 | 0.177 | 3093 | 1555 | 28202 | 9.118
15909 | 2018 | 1924 | 15722.6003 | NC | CB Bladen Solar, LLC | 60402 | CBPV | 34.8229 | -78.6243 | 0 | OP | PV | SUN | 5.2 | 0.206 | 9364 | 4709 | 85380 | 9.1179
15910 | 2018 | 7597 | 5022.8167 | NC | CBC Solar Energy Gen Fac Phase 2 | 59451 | PV2 | 35.6744 | -78.5261 | 0 | OP | PV | SUN | 2.5 | 0.188 | 4120 | 2072 | 37564 | 9.1175
15912 | 2018 | 16404 | 16312.5013 | NC | Cedar Solar, LLC | 60135 | CED | 34.9158 | -77.7757 | 0 | OP | PV | SUN | 5 | 0.206 | 9034 | 4543 | 82371 | 9.1179
15913 | 2018 | 333 | 2485.3975 | NC | Century Drive Solar Farm | 61187 | CENT1 | 35.8378 | -78.6689 | 0 | OP | PV | SUN | 1 | 0.183 | 1601 | 805 | 14597 | 9.1174
15916 | 2018 | 9821 | 4188.0781 | NC | Chadbourn Farm | 58311 | 1 | 34.3247 | -78.7649 | 0 | OP | PV | SUN | 5 | 0.212 | 9304 | 4679 | 84833 | 9.1179
15917 | 2018 | 6692 | 3915.979 | NC | Changeup | 62601 | CHANG | 35.749 | -79.7855 | 0 | V | PV | SUN | 2 |  |  |  |  | -
15918 | 2018 | 15512 | 3397.123 | NC | Charlotte Solar | 58722 | PV1 | 35.2619 | -81.8217 | 0 | OP | PV | SUN | 5 | 0.212 | 9284 | 4669 | 84652 | 9.1181
15920 | 2018 | 7089 | 15161.5747 | NC | Chauncey Farm LLC | 59100 | 1 | 34.3375 | -78.5219 | 0 | OP | PV | SUN | 4.9 | 0.195 | 8349 | 4199 | 76127 | 9.1181
15921 | 2018 | 12414 | 14402.7404 | NC | Chei Solar | 59508 | PV1 | 35.8918 | -78.1823 | 0 | OP | PV | SUN | 5 | 0.202 | 8858 | 4455 | 80766 | 9.1179
15932 | 2018 | 10053 | 1960.4071 | NC | Chestnut Solar | 61011 | PV1 | 36.18 | -77.712 | 0 | T | PV | SUN | 74.9 |  |  |  |  | -
15933 | 2018 | 9868 | 996.5845 | NC | Choco Solar, LLC | 59899 | CHOCO | 35.482 | -77.1131 | 0 | OP | PV | SUN | 5 | 0.237 | 10384 | 5222 | 94681 | 9.118
15934 | 2018 | 9868 | 5208.9121 | NC | Chocowinity Solar LLC | 58675 | CHOCO | 35.515 | -77.09 | 0 | OP | PV | SUN | 5 | 0.199 | 8695 | 4373 | 79279 | 9.1178
15935 | 2018 | 6422 | 14363.3658 | NC | Chowan Jehu Solar | 62693 | PGR03 | 36.2838 | -76.6023 | 0 | OP | PV | SUN | 5 | 0.184 | 8055 | 4345 | 73446 | 9.1181
15936 | 2018 | 9859 | 1606.0459 | NC | Christina Solar | 60172 | PV1 | 36.295 | -78.3931 | 0 | CN | PV | SUN | 3 |  |  |  |  | -
15937 | 2018 | 7618 | 1342.2751 | NC | Church Road Solar LLC | 62168 | CHU01 | 35.5237 | -78.6254 | 0 | OP | PV | SUN | 5 | 0.049 | 2148 | 1076 | 19585 | 9.1178
15939 | 2018 | 12414 | 19468.9778 | NC | Cirrus Solar LLC | 58674 | CIRRU | 35.9694 | -78.265 | 0 | OP | PV | SUN | 5 | 0.2 | 8763 | 4407 | 79902 | 9.1181
15940 | 2018 | 9858 | 13724.6835 | NC | Clayton Solar | 60171 | PV1 | 35.9563 | -77.9724 | 0 | CN | PV | SUN | 5 |  |  |  |  | -
15949 | 2018 | 1572 | 8072.4642 | NC | Climax Solar | 60286 | PV1 | 35.8893 | -79.6919 | 0 | IP | PV | SUN | 5 |  |  |  |  | -
15950 | 2018 | 10014 | 646.6071 | NC | Cline Solar Farm, LLC | 59929 | NB007 | 35.72 | -81.417 | 0 | OP | PV | SUN | 5 | 0.19 | 8338 | 4193 | 76027 | 9.1181
15951 | 2018 | 13956 | 4935.4634 | NC | Clipperton Holdings | 59213 | PV1 | 34.9669 | -78.3544 | 0 | OP | PV | SUN | 5 | 0.216 | 9450 | 4752 | 86164 | 9.1179
15952 | 2018 | 6900 | 1930.9274 | NC | Coats Solar Farm, LLC | 59937 | NB006 | 35.4145 | -78.6906 | 0 | OP | PV | SUN | 5 | 0.22 | 9644 | 4850 | 87935 | 9.1181
15954 | 2018 | 29017 | 7127.1173 | NC | Cohen Farm Solar, LLC | 60146 | FLS1 | 35.5572 | -79.1958 | 0 | OP | PV | SUN | 6.5 | 0.167 | 9519 | 4787 | 86793 | 9.1179
15955 | 2018 | 15512 | 5249.8103 | NC | Colin Solar | 58723 | PV1 | 35.2611 | -81.8614 | 0 | CN | PV | SUN | 4 |  |  |  |  | -
15956 | 2018 | 9846 | 1149.8261 | NC | Collard Holdings Solar | 62317 | PV | 34.7503 | -79.4348 | 0 | L | PV | SUN | 10 |  |  |  |  | -
15959 | 2018 | 28698 | 4147.7591 | NC | Concord Farm | 59818 | 1 | 35.4442 | -80.6636 | 0 | OP | PV | SUN | 5.2 | 0.105 | 4770 | 2399 | 43493 | 9.118
15960 | 2018 | 6677 | 9282.5846 | NC | Conetoe II Solar, LLC | 59944 | CONE1 | 35.822 | -77.481 | 0 | OP | PV | SUN | 80 | 0.223 | 156127 | 78514 | 1423565 | 9.118
15961 | 2018 | 10039 | 7436.9673 | NC | Conetoe Solar | 60188 | CON15 | 35.8252 | -77.4578 | 0 | OP | PV | SUN | 5 | 0.233 | 10224 | 5142 | 93222 | 9.118
15962 | 2018 | 6661 | 12848.8369 | NC | Cookstown | 62600 | COOKS | 35.4368 | -77.9738 | 0 | V | PV | SUN | 5 |  |  |  |  | -
15963 | 2018 | 15690 | 1775.1271 | NC | Copperfield | 61882 | GEN1 | 35.3401 | -79.9912 | 0 | OP | PV | SUN | 2 | 0 | 0 | 0 |  | -
15964 | 2018 | 6681 | 8505.3419 | NC | Cork Oak Solar | 60637 | NC160 | 36.371 | -77.571 | 0 | OP | PV | SUN | 20 | 0.193 | 33778 | 16986 | 307988 | 9.118
15966 | 2018 | 29262 | 3722.439 | NC | Cornwall Solar Center, LLC | 59663 | CSC1 | 36.3669 | -78.6261 | 0 | OP | PV | SUN | 5 | 0.201 | 8809 | 4430 | 80320 | 9.1179
15967 | 2018 | 29017 | 3955.6788 | NC | Cotten Farm, LLC | 60965 | COT | 35.5285 | -79.1985 | 0 | OP | PV | SUN | 5 | 0.218 | 9547 | 4801 | 87050 | 9.118
15968 | 2018 | 9995 | 221.4844 | NC | Cougar Solar, LLC | 61658 | COUGR | 35.4624 | -79.1807 | 0 | OP | PV | SUN | 1.9 | 0.239 | 3975 | 1999 | 36243 | 9.1177
15969 | 2018 | 4496 | 3281.8856 | NC | County Home Solar Center, LLC | 60199 | CHSC1 | 35.2633 | -81.5087 | 0 | OP | PV | SUN | 2 | 0.207 | 3629 | 1825 | 33089 | 9.1179
15970 | 2018 | 29020 | 3522.3369 | NC | County Home Solar LLC | 62167 | COU01 | 34.9255 | -79.7229 | 0 | OP | PV | SUN | 7.5 | 0.034 | 2242 | 640 | 20443 | 9.1182
15979 | 2018 | 29019 | 5196.7551 | NC | Crawford Solar | 60294 | PV1 | 35.1009 | -79.728 | 0 | IP | PV | SUN | 5 |  |  |  |  | -
15980 | 2018 | 6700 | 3265.5821 | NC | Creech Solar 2, LLC | 60635 | PV1 | 35.722 | -78.6043 | 0 | OP | PV | SUN | 6.8 | 0.154 | 9195 | 4624 | 83838 | 9.1178
15981 | 2018 | 29262 | 465.5168 | NC | Crestwood Solar Center LLC | 59914 | CREST | 36.3535 | -78.5842 | 0 | OP | PV | SUN | 5 | 0.198 | 8679 | 4365 | 79136 | 9.1181
15982 | 2018 | 6422 | 36671.8711 | NC | Creswell Alligood Solar, LLC | 59548 | CRES1 | 35.8989 | -76.3794 | 0 | OP | PV | SUN | 14 | 0.249 | 30493 | 15335 | 278036 | 9.118
15983 | 2018 | 9838 | 6642.5881 | NC | Crimson Solar | 60295 | PV1 | 34.8432 | -77.5522 | 0 | IP | PV | SUN | 5 |  |  |  |  | -
15984 | 2018 | 9484 | 10251.634 | NC | Crockett Farm | 59561 | PV1 | 35.2308 | -77.5525 | 0 | OP | PV | SUN | 5 | 0.204 | 8956 | 4504 | 81659 | 9.1178
15985 | 2018 | 9418 | 5088.0659 | NC | Crooked Run | 62678 | 299 | 34.677 | -77.9775 | 0 | L | PV | SUN | 70.1 |  |  |  |  | -
15986 | 2018 | 13721 | 91826.9339 | NC | CS Murphy Point, LLC | 57687 | 1 | 34.9895 | -84.1662 | 0 | OP | PV | SUN | 1 | 0.141 | 1231 | 619 | 11224 | 9.1178
15987 | 2018 | 10707 | 1816.5922 | NC | Currin Solar, LLC | 60403 | CSPV | 36.2896 | -78.6333 | 0 | OP | PV | SUN | 5.2 | 0.188 | 8572 | 4311 | 78159 | 9.1179
15997 | 2018 | 4473 | 14627.6164 | NC | Daniel Farm LLC | 59126 | 1 | 35.8489 | -80.5536 | 0 | OP | PV | SUN | 5 | 0.196 | 8605 | 4327 | 78461 | 9.1181
15999 | 2018 | 6422 | 14169.2075 | NC | Davis Lane Solar, LLC | 61581 | DAVIS | 36.1073 | -76.5292 | 0 | OP | PV | SUN | 5 | 0.203 | 8889 | 4470 | 81050 | 9.118
16000 | 2018 | 9479 | 2464.5492 | NC | Daystar Solar | 60179 | PV1 | 35.0356 | -77.2025 | 0 | OP | PV | SUN | 5 | 0.211 | 9238 | 4646 | 84232 | 9.118
16001 | 2018 | 1924 | 7503.6876 | NC | DD Fayetteville Solar NC LLC | 59117 | PV1 | 34.8344 | -78.8436 | 0 | OP | PV | SUN | 23.1 | 0.114 | 23122 | 11628 | 210828 | 9.1181
16002 | 2018 | 6680 | 1543.2589 | NC | DE Solar 10240 Old Dowd Rd | 57334 | PV01 | 35.2458 | -80.9967 | 0 | OP | PV | SUN | 1.9 | 0.119 | 1978 | 995 | 18035 | 9.1178
16003 | 2018 | 6647 | 3570.3014 | NC | DE Solar 1725 Drywall Dr | 57336 | PV01 | 35.3261 | -80.9967 | 0 | OP | PV | SUN | 1 | 0.158 | 1380 | 694 | 12584 | 9.1188
16004 | 2018 | 7041 | 10464.1605 | NC | DE Solar 657 Brigham Rd | 57335 | PV01 | 36.1053 | -79.9692 | 0 | OP | PV | SUN | 1.3 | 0.176 | 2000 | 1006 | 18235 | 9.1175
16005 | 2018 | 9850 | 12916.2289 | NC | Deep Branch Farm | 61403 | 1 | 34.6708 | -79.1994 | 0 | OP | PV | SUN | 5 | 0.196 | 8596 | 4323 | 78379 | 9.1181
16006 | 2018 | 6687 | 1865.8268 | NC | Delco Farm | 61088 | 1 | 34.319 | -78.2091 | 0 | OP | PV | SUN | 5 | 0.189 | 8286 | 4167 | 75551 | 9.1179
16007 | 2018 | 9859 | 4108.038 | NC | Dement Farm LLC | 58874 | DF1 | 36.27 | -78.3483 | 0 | OP | PV | SUN | 5 | 0.2 | 8775 | 4413 | 80010 | 9.1179
16009 | 2018 | 9821 | 3844.8794 | NC | Dessie Solar Center LLC | 58952 | DESS | 34.3028 | -78.8358 | 0 | OP | PV | SUN | 4.8 | 0.199 | 8378 | 4213 | 76390 | 9.1179
16010 | 2018 | 28710 | 13188.5257 | NC | Dibrell Farm | 58346 | 1 | 36.4717 | -79.5281 | 0 | OP | PV | SUN | 5 | 0.194 | 8478 | 4263 | 77304 | 9.1182
16011 | 2018 | 4496 | 13768.4511 | NC | Dixon Dairy Road Solar | 58453 | 1 | 35.1992 | -81.4108 | 0 | OP | PV | SUN | 4 | 0.194 | 6784 | 3412 | 61857 | 9.1181
16012 | 2018 | 6677 | 28466.4606 | NC | Dogwood Solar, LLC | 58844 | 1 | 36.125 | -77.4092 | 0 | OP | PV | SUN | 20 | 0.2 | 35083 | 17643 | 319888 | 9.118
16019 | 2018 | 6423 | 2335.1139 | NC | Downs Farm Solar | 59429 | DOWN1 | 36.3619 | -76.9169 | 0 | OP | PV | SUN | 5 | 0.196 | 8605 | 4327 | 78461 | 9.1181
16020 | 2018 | 14258 | 1839.0398 | NC | Dragstrip Farm | 59102 | 1 | 35.7581 | -81.4161 | 0 | OP | PV | SUN | 5 | 0.203 | 8898 | 4475 | 81132 | 9.118
16030 | 2018 | 15511 | 7098.8812 | NC | Duck Solar | 58724 | PV1 | 35.4381 | -81.865 | 0 | CN | PV | SUN | 5 |  |  |  |  | -
16031 | 2018 | 6901 | 8788.5035 | NC | Dunn | 59376 | DUNN1 | 35.475 | -78.5486 | 0 | OP | PV | SUN | 2 | 0.203 | 3565 | 1793 | 32506 | 9.1181
16032 | 2018 | 9871 | 8302.1131 | NC | Duplin Solar I LLC (160 Houston Lane) | 60599 | DPLN | 34.9601 | -77.9804 | 0 | OP | PV | SUN | 5 | 0.184 | 8056 | 4051 | 73454 | 9.1179
16033 | 2018 | 9870 | 1236.3933 | NC | Duplin Solar LLC | 58879 | DF | 35.0119 | -78.0783 | 0 | OP | PV | SUN | 5 | 0.203 | 8870 | 4461 | 80878 | 9.1182
16034 | 2018 | 3484 | 2493.8153 | NC | Durham Solar | 60131 | DURM | 36.0049 | -78.8485 | 0 | OP | PV | SUN | 3.5 | 0.193 | 5921 | 2978 | 53988 | 9.1181
16035 | 2018 | 9858 | 14270.7314 | NC | E Nash PV1 | 60002 | NASH1 | 35.9642 | -78.0981 | 0 | L | PV | SUN | 20 |  |  |  |  | -
16036 | 2018 | 16911 | 4758.9655 | NC | Eagle Solar | 60161 | PV1 | 36.4583 | -78.1551 | 0 | L | PV | SUN | 4 |  |  |  |  | -
16037 | 2018 | 9873 | 26092.6509 | NC | East Wayne Solar LLC | 59189 | 1 | 35.4417 | -77.85 | 0 | OP | PV | SUN | 2 | 0.209 | 3669 | 1845 | 33454 | 9.118
16038 | 2018 | 29001 | 2814.5746 | NC | Eastover Farm | 59562 | PV1 | 34.7422 | -79.4631 | 0 | OP | PV | SUN | 5 | 0.204 | 8948 | 4500 | 81588 | 9.118
16042 | 2018 | 9820 | 16888.3005 | NC | Eastway Solar, LLC | 60829 | PV1 | 34.6209 | -78.5917 | 0 | IP | PV | SUN | 4.9 |  |  |  |  | -
16043 | 2018 | 29016 | 12481.2019 | NC | Eden Solar LLC | 59778 | EDENS | 35.1485 | -79.6364 | 0 | OP | PV | SUN | 47.7 | 0.204 | 85098 | 42795 | 775923 | 9.118
16047 | 2018 | 6422 | 20129.8479 | NC | Edenton Solar | 61781 | EDE | 36.054 | -76.544 | 0 | U | PV | SUN | 5 |  |  |  |  | -
16050 | 2018 | 9858 | 4468.6583 | NC | Eisenhower Solar | 60963 | PV1 | 36.0818 | -78.0657 | 0 | CN | PV | SUN | 5 |  |  |  | 431313 | #DIV/0!
16052 | 2018 | 29019 | 5008.9326 | NC | Ellerbe | 59042 | GEN 1 | 35.1 | -79.73 | 0 | OP | PV | SUN | 2 | 0.183 | 3201 | 1610 | 29186 | 9.1178
16053 | 2018 | 10058 | 30761.1835 | NC | Elliana Solar | 58725 | PV1 | 36.1311 | -79.3325 | 0 | OP | PV | SUN | 5 | 0.2 | 8774 | 4412 | 80002 | 9.1181
16054 | 2018 | 28954 | 1372.7792 | NC | Elm City Solar Facility | 59164 | NSC 1 | 35.7811 | -77.8469 | 0 | OP | PV | SUN | 40 | 0.227 | 79375 | 39917 | 723741 | 9.118
16055 | 2018 | 9995 | 1102.281 | NC | Elm Solar, LLC | 60136 | ELM | 35.4538 | -79.1895 | 0 | OP | PV | SUN | 5 | 0.212 | 9268 | 4661 | 84505 | 9.1179
16061 | 2018 | 6900 | 1482.5756 | NC | Ennis Solar, LLC | 62662 | 22503 | 35.422 | -78.7217 | 0 | U | PV | SUN | 5 |  |  |  |  | -
16062 | 2018 | 6897 | 490 | NC | Erwin Farm | 58859 | 1 | 35.3333 | -78.6614 | 0 | OP | PV | SUN | 5 | 0.145 | 6372 | 3204 | 58098 | 9.1177
16063 | 2018 | 340 | 597.1182 | NC | ESA Selma | 59956 | GEN02 | 35.5262 | -78.2898 | 0 | OP | PV | SUN | 1.8 | 0.195 | 3080 | 1549 | 28082 | 9.1175
16064 | 2018 | 10038 | 1761.3636 | NC | Everett PV1 | 60997 | EVRT1 | 35.8211 | -77.3096 | 0 | L | PV | SUN | 10 |  |  |  |  | -
16065 | 2018 | 10029 | 1094.6337 | NC | Everetts Wildcat Solar, LLC | 59549 | EVER1 | 35.8472 | -77.1114 | 0 | OP | PV | SUN | 5 | 0.243 | 10651 | 5356 | 97115 | 9.1179
16066 | 2018 | 6679 | 1475.3633 | NC | Exum Farm Solar, LLC | 60400 | FLS1 | 35.3704 | -77.4549 | 0 | OP | PV | SUN | 4.9 | 0.213 | 9148 | 4600 | 83411 | 9.1179
16067 | 2018 | 1575 | 20715.2797 | NC | Facile Solar | 59406 | SYS1 | 36.0989 | -79.4939 | 0 | OP | PV | SUN | 2 | 0.182 | 3196 | 1607 | 29141 | 9.118
16068 | 2018 | 9850 | 8623.8624 | NC | Fairmont-FLS 100 | 59052 | GEN 1 | 34.52 | -79.13 | 0 | OP | PV | SUN | 4 | 0.186 | 6505 | 3271 | 59312 | 9.1179
16069 | 2018 | 9870 | 7133.2052 | NC | Faison Solar | 59333 | FAIS1 | 35.0697 | -78.1161 | 0 | OP | PV | SUN | 2 | 0.155 | 2712 | 1364 | 24727 | 9.1176
16073 | 2018 | 10015 | 5826.7926 | NC | Farrington Farm | 58318 | 1 | 35.8328 | -79.025 | 0 | OP | PV | SUN | 1 | 0.141 | 1239 | 623 | 11298 | 9.1186
16074 | 2018 | 6651 | 2884.6134 | NC | Fern Solar LLC | 62798 | FERN | 36.0033 | -77.6964 | 0 | P | PV | SUN | 100 |  |  |  |  | -
16075 | 2018 | 12430 | 4538.9346 | NC | First Citizens Bank | 61491 | FCB | 35.7285 | -78.6392 | 0 | OP | PV | SUN | 1.5 | 0.088 | 1158 | 582 | 10559 | 9.1183
16076 | 2018 | 15691 | 4511.6886 | NC | Fisher Solar Farm - NC | 61089 | 1 | 35.2413 | -80.0346 | 0 | OP | PV | SUN | 5 | 0.203 | 8907 | 4479 | 81215 | 9.1181
16077 | 2018 | 6400 | 1055.3122 | NC | Five Forks Solar | 59951 | 5FRK | 36.5155 | -78.0337 | 0 | T | PV | SUN | 20 |  |  |  |  | -
16078 | 2018 | 15622 | 9277.8895 | NC | Flash Solar | 58726 | PV1 | 35.7581 | -81.2294 | 0 | OP | PV | SUN | 5 | 0.196 | 8591 | 4320 | 78331 | 9.1178
16079 | 2018 | 10037 | 2050.0145 | NC | Flat Meeks PV 1 | 59514 | FLAT1 | 35.8067 | -77.2706 | 0 | OP | PV | SUN | 5 | 0.098 | 4302 | 2163 | 39225 | 9.1179
16080 | 2018 | 9508 | 5059.7683 | NC | Flemming Solar Center LLC | 58808 | FSC1 | 35.6689 | -77.3839 | 0 | OP | PV | SUN | 5 | 0.199 | 8729 | 4390 | 79593 | 9.1182
16081 | 2018 | 9994 | 16112.7505 | NC | Flint Hill Solar, LLC | 60370 | FHSPV | 35.4027 | -79.5531 | 0 | OP | PV | SUN | 5.2 | 0.197 | 8981 | 4516 | 81889 | 9.118
16082 | 2018 | 6901 | 5503.2332 | NC | Flowers Solar LLC | 62487 | FLOW | 35.4122 | -78.6031 | 0 | TS | PV | SUN | 4.3 |  |  |  |  | -
16083 | 2018 | 2416 | 3522.6111 | NC | Floyd Road Solar Farm | 61031 | PV1 | 36.5059 | -77.6775 | 0 | OP | PV | SUN | 5 | 0.21 | 9198 | 4626 | 83866 | 9.1179
16084 | 2018 | 9850 | 9943.9652 | NC | Floyd Solar, LLC | 60147 | FLS1 | 34.5091 | -79.1359 | 0 | OP | PV | SUN | 6.5 | 0.161 | 9174 | 4613 | 83649 | 9.1181
16085 | 2018 | 28662 | 1322.6848 | NC | FLS Solar 170, LLC | 59552 | FLS1 | 34.6 | -78.97 | 0 | OP | PV | SUN | 2 | 0.205 | 3592 | 1806 | 32752 | 9.118
16086 | 2018 | 28662 | 3293.9231 | NC | FLS Solar 200, LLC | 59551 | FLS1 | 34.5819 | -78.94 | 0 | OP | PV | SUN | 4.3 | 0.166 | 6243 | 3140 | 56924 | 9.1181
16087 | 2018 | 16404 | 4434.621 | NC | FLS Solar 230 (Warren) | 59646 | FLS1 | 35.0161 | -77.8219 | 0 | OP | PV | SUN | 4.8 | 0.204 | 8587 | 4318 | 78297 | 9.1181
16091 | 2018 | 9859 | 20133.479 | NC | Fox Creek Solar | 60624 | PV1 | 36.1269 | -78.2731 | 0 | OP | PV | SUN | 50.2 | 0.013 | 5665 | 0 | 51653 | 9.1179
16092 | 2018 | 29016 | 1964.1574 | NC | Foxfire Solar Farm | 59563 | PV1 | 35.2206 | -79.5519 | 0 | OP | PV | SUN | 5 | 0.216 | 9462 | 4758 | 86275 | 9.1181
16095 | 2018 | 9858 | 13522.0466 | NC | Franklin Solar 2 | 59579 | PV1 | 36.1269 | -78.1525 | 0 | OP | PV | SUN | 2 | 0.209 | 3656 | 1839 | 33336 | 9.1182
16096 | 2018 | 9858 | 13825.431 | NC | Franklin Solar, LLC | 58802 | INV1 | 36.0975 | -78.1678 | 0 | OP | PV | SUN | 0.5 | 0.184 | 804.25 | 404.5 | 7333 | 9.1178
16097 | 2018 | 9858 | 13825.431 | NC | Franklin Solar, LLC | 58802 | INV2 | 36.0975 | -78.1678 | 0 | OP | PV | SUN | 0.5 | 0.184 | 804.25 | 404.5 | 7333 | 9.1178
16098 | 2018 | 9858 | 13825.431 | NC | Franklin Solar, LLC | 58802 | INV3 | 36.0975 | -78.1678 | 0 | OP | PV | SUN | 0.5 | 0.184 | 804.25 | 404.5 | 7333 | 9.1178
16099 | 2018 | 9858 | 13825.431 | NC | Franklin Solar, LLC | 58802 | INV4 | 36.0975 | -78.1678 | 0 | OP | PV | SUN | 0.5 | 0.184 | 804.25 | 404.5 | 7333 | 9.1178
16100 | 2018 | 9859 | 22577.3653 | NC | Franklinton Solar | 59708 | 5MWPV | 36.08 | -78.35 | 0 | OP | PV | SUN | 5 | 0.213 | 9337 | 4695 | 85134 | 9.1179
16101 | 2018 | 4099 | 3342.7503 | NC | Freemont Solar Center LLC | 59912 | FREE | 35.4276 | -80.9972 | 0 | OP | PV | SUN | 5 | 0.206 | 9007 | 4529 | 82127 | 9.1181
16102 | 2018 | 6907 | 16595.5104 | NC | Fremont Farm | 59103 | 1 | 35.5319 | -77.9692 | 0 | OP | PV | SUN | 5 | 0.222 | 9737 | 4897 | 88781 | 9.1179
16103 | 2018 | 29001 | 8512.9069 | NC | Friesian Holdings | 60692 | PV1 | 34.7138 | -79.5429 | 0 | L | PV | SUN | 75 |  |  |  |  | -
16111 | 2018 | 9820 | 12302.0161 | NC | Gainey Solar, LLC | 60633 | PV1 | 34.499 | -78.653 | 0 | OP | PV | SUN | 2 | 0.227 | 3970 | 1996 | 36199 | 9.1181
16112 | 2018 | 15511 | 4637.9775 | NC | Gamble Solar | 61127 | 12348 | 35.3484 | -81.8174 | 0 | L | PV | SUN | 3 |  |  |  |  | -
16113 | 2018 | 9821 | 3228.0839 | NC | Garrell Solar Farm | 58866 | 1 | 34.3253 | -78.7931 | 0 | OP | PV | SUN | 5 | 0.156 | 6836 | 3438 | 62331 | 9.1181
16114 | 2018 | 6681 | 4214.5242 | NC | Garysburg Solar | 59641 | 5MWPV | 36.468 | -77.592 | 0 | OP | PV | SUN | 5 | 0.199 | 8737 | 4394 | 79665 | 9.1181
16123 | 2018 | 2042 | 3943.2459 | NC | Gaston Solar | 59642 | 5MWPV | 36.5147 | -77.6561 | 0 | OP | PV | SUN | 5 | 0.197 | 8619 | 4334 | 78588 | 9.118
16124 | 2018 | 4517 | 10102.1688 | NC | Gaston Solar Power Plant | 62669 | PV1 | 35.3224 | -81.1343 | 0 | T | PV | SUN | 25 |  |  |  |  | -
16133 | 2018 | 4475 | 559.3516 | NC | Gastonia Solar Center | 60359 | 60916 | 35.229 | -81.1891 | 0 | OP | PV | SUN | 4.3 | 0.005 | 174 | 0 | 1587 | 9.1207
16137 | 2018 | 6423 | 11978.1624 | NC | Gates Solar LLC | 58673 | GATES | 36.4508 | -76.8036 | 0 | OP | PV | SUN | 5 | 0.218 | 9527 | 4791 | 86868 | 9.1181
16138 | 2018 | 6972 | 4344.5411 | NC | Germantown Solar, LLC | 60480 | PV1 | 36.2463 | -80.2546 | 0 | OP | PV | SUN | 2.1 | 0.148 | 2714 | 1365 | 24747 | 9.1183
16139 | 2018 | 6422 | 4625.3335 | NC | GKS Solar | 59426 | GKS1 | 36.2483 | -76.5019 | 0 | OP | PV | SUN | 5 | 0.195 | 8544 | 4297 | 77904 | 9.118
16140 | 2018 | 9841 | 4713.8837 | NC | Graham Solar Center LLC | 58957 | GRAH | 34.3097 | -79.0144 | 0 | OP | PV | SUN | 4.8 | 0.173 | 7282 | 3662 | 66398 | 9.1181
16141 | 2018 | 10127 | 11134.4821 | NC | Grandy PV 1 | 59518 | GRAND | 36.2336 | -75.8808 | 0 | P | PV | SUN | 18 |  |  |  |  | -
16143 | 2018 | 29262 | 6641.4518 | NC | Granville Solar PV Power Project | 58487 | 1 | 36.4117 | -78.5939 | 0 | OP | PV | SUN | 2.5 | 0.213 | 4672 | 2349 | 42600 | 9.1182
16144 | 2018 | 10037 | 3026.2303 | NC | Green Farm | 59148 | GREEN | 35.8317 | -77.2697 | 0 | OP | PV | SUN | 5 | 0.165 | 7247 | 3644 | 66078 | 9.118
16145 | 2018 | 9867 | 1764.4143 | NC | Grove Solar | 60181 | PV1 | 35.1692 | -77.1182 | 0 | L | PV | SUN | 5 |  |  |  |  | -
16146 | 2018 | 9867 | 1336.6492 | NC | Grove Solar, LLC | 62807 | 12083 | 35.1647 | -77.1202 | 0 | L | PV | SUN | 5 |  |  |  |  | -
16159 | 2018 | 10054 | 4671.0624 | NC | Halifax | 58943 | 1 | 36.4419 | -77.7114 | 0 | OP | PV | SUN | 20 | 0.191 | 33511 | 16852 | 305554 | 9.118
16160 | 2018 | 6402 | 6834.1349 | NC | Halifax Solar LLC | 60884 | HALFX | 36.345 | -77.63 | 0 | P | PV | SUN | 5 |  |  |  |  | -
16167 | 2018 | 9454 | 1652.324 | NC | Hanover Solar, LLC | 61877 | HAN01 | 34.8009 | -77.2138 | 0 | OP | PV | SUN | 4.9 | 0.149 | 6413 | 4095 | 58474 | 9.118
16168 | 2018 | 6901 | 3189.1546 | NC | Happy Solar | 59512 | PV1 | 35.3965 | -78.5108 | 0 | OP | PV | SUN | 4 | 0.209 | 7310 | 3676 | 66652 | 9.1179
16169 | 2018 | 10029 | 7631.6084 | NC | Hardison Farm Solar, LLC | 60415 | HFSPV | 35.8308 | -77.0219 | 0 | OP | PV | SUN | 5.2 | 0.203 | 9234 | 4644 | 84196 | 9.118
16170 | 2018 | 9876 | 2875.3964 | NC | Harrell's Hill Solar Center LLC | 59337 | HHS1 | 35.2119 | -78.1008 | 0 | OP | PV | SUN | 5 | 0.204 | 8920 | 4486 | 81336 | 9.1184
16174 | 2018 | 9858 | 13119.7522 | NC | Hawk Solar | 60163 | PV1 | 36.1218 | -78.1505 | 0 | CN | PV | SUN | 5 |  |  |  |  | -
16175 | 2018 | 7014 | 4891.0591 | NC | Hawkins Solar | 58727 | PV1 | 36.3219 | -79.7517 | 0 | CN | PV | SUN | 5 |  |  |  |  | -
16176 | 2018 | 15630 | 9987.8976 | NC | Haynes Farm | 58332 | 1 | 35.5258 | -81.2353 | 0 | OP | PV | SUN | 5 | 0.183 | 8020 | 4033 | 73127 | 9.1181
16177 | 2018 | 15689 | 2004.7061 | NC | Haywood Farm Solar, LLC | 61255 | HAY02 | 35.343 | -79.915 | 0 | OP | PV | SUN | 4.9 | 0.216 | 9282 | 4668 | 84633 | 9.118
16178 | 2018 | 7618 | 5288.6156 | NC | HCE Johnston I, LLC | 60121 | HCEJI | 35.56 | -78.5945 | 0 | OP | PV | SUN | 2.6 | 0.16 | 3640 | 1831 | 33190 | 9.1181
16179 | 2018 | 29016 | 13855.1014 | NC | HCE Moore I | 62539 | PGR02 | 35.1343 | -79.4195 | 0 | OP | PV | SUN | 2 | 0 | 3 | 0 | 27 | 9
16180 | 2018 | 15689 | 3453.52 | NC | Hector Farm | 60577 | 1 | 35.3762 | -79.9097 | 0 | OP | PV | SUN | 5 | 0.211 | 9258 | 4656 | 84417 | 9.1183
16181 | 2018 | 6687 | 1971.8141 | NC | Heedeh Solar | 60157 | PV1 | 34.3087 | -78.2215 | 0 | OP | PV | SUN | 4.5 | 0.061 | 2405 | 1478 | 21929 | 9.1181
16182 | 2018 | 6681 | 4054.8609 | NC | Hemlock Solar | 60207 | HEMLK | 36.4691 | -77.5975 | 0 | OP | PV | SUN | 5 | 0.228 | 9967 | 5012 | 90879 | 9.118
16183 | 2018 | 6422 | 10584.0257 | NC | Hertford Solar Farm | 60384 | HERT | 36.1303 | -76.4909 | 0 | OP | PV | SUN | 5 | 0.195 | 8548 | 4299 | 77940 | 9.1179
16184 | 2018 | 29001 | 2024.2488 | NC | Hew Fulton Farm, LLC | 60778 | 1 | 34.784 | -79.4745 | 0 | OP | PV | SUN | 5 | 0.21 | 9208 | 4631 | 83958 | 9.1179
16185 | 2018 | 9872 | 3231.1638 | NC | Hickory | 59829 | 5515 | 34.8022 | -78.0092 | 0 | T | PV | SUN | 5 |  |  |  |  | -
16186 | 2018 | 9858 | 3356.4485 | NC | Higgins Solar | 60166 | PV1 | 36.0704 | -78.0538 | 0 | L | PV | SUN | 5 |  |  |  |  | -
16196 | 2018 | 4517 | 12830.4457 | NC | High Shoals PV1 | 59997 | HISHO | 35.3965 | -81.2191 | 0 | L | PV | SUN | 16 |  |  |  |  | -
16197 | 2018 | 6679 | 929.9125 | NC | Highland Solar Center LLC | 59163 | HSC 1 | 35.3639 | -77.4519 | 0 | OP | PV | SUN | 5 | 0.21 | 9195 | 4624 | 83838 | 9.1178
16198 | 2018 | 6661 | 11425.9788 | NC | Highwater Solar I | 59487 | HIGHW | 35.4339 | -77.99 | 0 | OP | PV | SUN | 4.9 | 0.225 | 9658 | 4857 | 88060 | 9.1178
16199 | 2018 | 9850 | 4958.6769 | NC | Hilly Branch | 60358 | 28941 | 34.5837 | -79.1485 | 0 | CN | PV | SUN | 2 |  |  |  |  | -
16202 | 2018 | 9852 | 6199.0239 | NC | Holstein Plant | 58623 | PV1 | 34.7742 | -79.3408 | 0 | OP | PV | SUN | 20 | 0.194 | 34027 | 17112 | 310258 | 9.118
16203 | 2018 | 6679 | 18183.7736 | NC | Hood Farm Solar, LLC | 61256 | HOF05 | 35.205 | -77.497 | 0 | OP | PV | SUN | 4.9 | 0.216 | 9258 | 4656 | 84417 | 9.1183
16204 | 2018 | 6692 | 15009.546 | NC | Hopewell Friends | 61883 | GEN1 | 35.6285 | -79.8727 | 0 | OP | PV | SUN | 1.3 | 0 | 0 | 0 |  | -
16205 | 2018 | 9822 | 16118.8973 | NC | Howardtown Farm | 60630 | PV1 | 34.8131 | -78.9501 | 0 | L | PV | SUN | 10 |  |  |  |  | -
16206 | 2018 | 15775 | 2143.6769 | NC | Howell Midland Farm, LLC | 60312 | 1 | 35.2257 | -80.5431 | 0 | OP | PV | SUN | 4.9 | 0.207 | 8874 | 4463 | 80913 | 9.118
16208 | 2018 | 28710 | 13222.7383 | NC | Husky Solar | 59510 | PV1 | 36.2847 | -79.5667 | 0 | OP | PV | SUN | 5 | 0.191 | 8353 | 4201 | 76164 | 9.1182
16209 | 2018 | 4496 | 2597.0076 | NC | Hutchinson Farm | 59564 | PV1 | 35.2608 | -81.5158 | 0 | OP | PV | SUN | 5 | 0.155 | 6806 | 3423 | 62056 | 9.1178
16210 | 2018 | 6402 | 6406.3509 | NC | HXNAir Solar One | 60209 | HXNAI | 36.3487 | -77.6315 | 0 | OP | PV | SUN | 5 | 0.007 | 299 | 150 | 2726 | 9.1171
16211 | 2018 | 9873 | 19982.9891 | NC | Icarus Solar | 60169 | PV1 | 35.3695 | -77.8534 | 0 | CN | PV | SUN | 3 |  |  |  |  | -
16212 | 2018 | 12414 | 17478.8403 | NC | Iga Solar | 60170 | PV1 | 35.9412 | -78.2165 | 0 | L | PV | SUN | 5 |  |  |  |  | -
16215 | 2018 | 28601 | 24113.8627 | NC | Innovative Solar 10 | 60050 | FLS1 | 35.4736 | -82.8903 | 0 | OP | PV | SUN | 1.5 | 0.192 | 2523 | 1269 | 23005 | 9.1181
16216 | 2018 | 11731 | 10491.8993 | NC | Innovative Solar 14, LLC | 59553 | FLS1 | 35.3689 | -82.3575 | 0 | OP | PV | SUN | 2 | 0.199 | 3479 | 1750 | 31722 | 9.1181
16217 | 2018 | 15512 | 5750.7504 | NC | Innovative Solar 15, LLC | 59554 | FLS1 | 35.3194 | -81.7642 | 0 | OP | PV | SUN | 2 | 0.189 | 3306 | 1663 | 30145 | 9.1183
16218 | 2018 | 11731 | 10716.4101 | NC | Innovative Solar 16 | 60055 | FLS1 | 35.3639 | -82.35 | 0 | OP | PV | SUN | 2 | 0.157 | 2754 | 1385 | 25111 | 9.118
16219 | 2018 | 15511 | 2119.0171 | NC | Innovative Solar 18, LLC | 60051 | FLS1 | 35.3782 | -81.7951 | 0 | OP | PV | SUN | 1.9 | 0.229 | 3814 | 1918 | 34777 | 9.1182
16220 | 2018 | 4496 | 11387.4408 | NC | Innovative Solar 23 | 59670 | IS023 | 35.2598 | -81.419 | 0 | OP | PV | SUN | 1.9 | 0.225 | 3741 | 1881 | 34111 | 9.1182
16221 | 2018 | 10014 | 1315.0151 | NC | Innovative Solar 26, LLC | 60052 | FLS1 | 35.7097 | -81.4133 | 0 | OP | PV | SUN | 1.9 | 0.219 | 3640 | 1831 | 33190 | 9.1181
16222 | 2018 | 9820 | 2727.3398 | NC | Innovative Solar 31 | 60540 | IS031 | 34.5394 | -78.7554 | 0 | OP | PV | SUN | 35 | 0.205 | 62937 | 32466 | 573861 | 9.118
16223 | 2018 | 16404 | 1910.3526 | NC | Innovative Solar 35, LLC | 61258 | ISS35 | 35.046 | -77.825 | 0 | OP | PV | SUN | 1.9 | 0.223 | 3712 | 1867 | 33846 | 9.118
16224 | 2018 | 29024 | 14618.7088 | NC | Innovative Solar 37 | 59665 | IS037 | 34.8383 | -79.9439 | 0 | OP | PV | SUN | 100 | 0.176 | 154021 | 75897 | 1404365 | 9.118
16225 | 2018 | 1924 | 9390.9965 | NC | Innovative Solar 42 | 60539 | IS042 | 34.8476 | -78.8774 | 0 | OP | PV | SUN | 71 | 0.214 | 133352 | 70799 | 1215905 | 9.118
16226 | 2018 | 7062 | 12398.8568 | NC | Innovative Solar 43, LLC | 60149 | FLS1 | 34.53 | -78.3048 | 0 | OP | PV | SUN | 50.8 | 0.156 | 69457 | 31977 | 633308 | 9.118
16227 | 2018 | 15226 | 3345.6566 | NC | Innovative Solar 44 | 59675 | IS044 | 34.859 | -79.108 | 0 | OP | PV | SUN | 4.9 | 0.194 | 8324 | 4186 | 75897 | 9.1179
16228 | 2018 | 9822 | 5974.9629 | NC | Innovative Solar 46 | 59671 | IS046 | 34.9182 | -78.9436 | 0 | OP | PV | SUN | 78.5 | 0.213 | 146284 | 74013 | 1333814 | 9.118
16229 | 2018 | 9852 | 8770.0043 | NC | Innovative Solar 47 | 59666 | IS047 | 34.8019 | -79.3324 | 0 | OP | PV | SUN | 33.8 | 0.246 | 72750 | 37407 | 663336 | 9.118
16230 | 2018 | 9852 | 9492.5862 | NC | Innovative Solar 48 | 59667 | IS048 | 34.7116 | -79.3024 | 0 | OP | PV | SUN | 4.9 | 0.203 | 8711 | 4381 | 79426 | 9.1179
16231 | 2018 | 9873 | 3437.0765 | NC | Innovative Solar 54 | 59669 | IS054 | 35.2137 | -77.7124 | 0 | OP | PV | SUN | 50 | 0.002 | 740 | 0 | 6747 | 9.1176
16232 | 2018 | 9850 | 15876.9104 | NC | Innovative Solar 55 | 59676 | IS044 | 34.695 | -79.216 | 0 | OP | PV | SUN | 6.5 | 0.074 | 4209 | 2117 | 38379 | 9.1183
16233 | 2018 | 9858 | 4055.5763 | NC | Innovative Solar 59, LLC | 61259 | ISS59 | 36.0947 | -77.9793 | 0 | OP | PV | SUN | 1.9 | 0.229 | 3816 | 1919 | 34794 | 9.1179
16234 | 2018 | 10129 | 9416.5089 | NC | Innovative Solar 6 | 59542 | IS6 | 35.6575 | -82.7103 | 0 | OP | PV | SUN | 3.6 | 0.18 | 5664 | 2848 | 51645 | 9.1181
16235 | 2018 | 9858 | 2886.0082 | NC | Innovative Solar 60, LLC | 61260 | ISS60 | 36.091 | -77.992 | 0 | OP | PV | SUN | 1.9 | 0.236 | 3931 | 1977 | 35841 | 9.1175
16236 | 2018 | 9873 | 18010.6328 | NC | Innovative Solar 63, LLC | 60053 | FLS1 | 35.3917 | -77.6204 | 0 | OP | PV | SUN | 4.9 | 0.199 | 8523 | 4286 | 77714 | 9.1182
16237 | 2018 | 17072 | 2336.1015 | NC | Innovative Solar 64 | 59677 | IS064 | 35.041 | -78.3297 | 0 | OP | PV | SUN | 4.9 | 0.202 | 8685 | 4368 | 79190 | 9.118
16238 | 2018 | 29001 | 2469.594 | NC | Innovative Solar 65 | 60398 | FLS1 | 34.7587 | -79.5 | 0 | OP | PV | SUN | 4.9 | 0.21 | 9029 | 4541 | 82326 | 9.118
16239 | 2018 | 17163 | 1179.896 | NC | Innovative Solar 67 | 59678 | IS067 | 34.6233 | -78.0054 | 0 | OP | PV | SUN | 33.3 | 0.001 | 222 | 0 | 2024 | 9.1171
16247 | 2018 | 15226 | 12448.9969 | NC | Island Grove Solar | 61531 | GEN1 | 34.7512 | -79.2116 | 0 | IP | PV | SUN | 2 |  |  |  |  | -
16254 | 2018 | 9859 | 2752.9434 | NC | Izia Solar | 60141 | PV1 | 36.2743 | -78.3625 | 0 | L | PV | SUN | 5 |  |  |  |  | -
16255 | 2018 | 28954 | 4486.4487 | NC | Jackson Solar Farm | 61292 | JAKSN | 35.75 | -77.83 | 0 | OP | PV | SUN | 10 | 0.192 | 16829 | 8463 | 153447 | 9.118
16256 | 2018 | 28710 | 10945.373 | NC | Jacob Solar | 59503 | PV1 | 36.2922 | -79.6214 | 0 | OP | PV | SUN | 5 | 0.202 | 8837 | 4444 | 80576 | 9.118
16257 | 2018 | 10029 | 4660.3253 | NC | Jakana Solar | 59170 | 5MWPV | 35.8753 | -77.0811 | 0 | OP | PV | SUN | 5 | 0.204 | 8952 | 4502 | 81623 | 9.1179
16265 | 2018 | 5608 | 3023.0038 | NC | Jamesville Road Solar, LLC | 62329 | JMVLR | 35.8454 | -76.8015 | 0 | U | PV | SUN | 5 |  |  |  |  | -
16266 | 2018 | 9851 | 271.8148 | NC | Jersey Holdings | 60784 | PV1 | 34.5643 | -79.0375 | 0 | OP | PV | SUN | 5 | 0.217 | 9512 | 4783 | 86729 | 9.1179
16267 | 2018 | 9488 | 17257.7827 | NC | Jester Solar | 60290 | PV1 | 35.3612 | -77.8861 | 0 | IP | PV | SUN | 5 |  |  |  |  | -
16270 | 2018 | 9859 | 6742.457 | NC | Jordan Solar | 60164 | PV1 | 36.2786 | -78.3171 | 0 | CN | PV | SUN | 5 |  |  |  |  | -
16271 | 2018 | 6687 | 5676.6977 | NC | June Solar | 60158 | PV1 | 34.3047 | -78.2838 | 0 | CN | PV | SUN | 4 |  |  |  |  | -
16273 | 2018 | 28710 | 22188.0931 | NC | Katherine Solar | 58728 | PV1 | 36.215 | -79.5161 | 0 | CN | PV | SUN | 5 |  |  |  |  | -
16274 | 2018 | 6895 | 5062.5161 | NC | Kathleen Solar | 60180 | PV1 | 35.5138 | -78.8024 | 0 | OP | PV | SUN | 5 | 0.019 | 814 | 0 | 7422 | 9.1179
16275 | 2018 | 6906 | 7884.7827 | NC | Keen Farm | 59565 | PV1 | 35.4267 | -78.4 | 0 | OP | PV | SUN | 5 | 0.206 | 9025 | 4539 | 82289 | 9.1179
16276 | 2018 | 6408 | 16993.0964 | NC | Kelford | 59527 | KELF1 | 36.1481 | -77.2119 | 0 | OP | PV | SUN | 20 | 0.245 | 42958 | 21603 | 391690 | 9.118
16277 | 2018 | 6408 | 16786.37 | NC | Kelford | 59796 | FLS1 | 36.1542 | -77.2185 | 0 | OP | PV | SUN | 5 | 0.174 | 7634 | 3839 | 69608 | 9.1182
16278 | 2018 | 28766 | 9391.7651 | NC | Kelly Solar, LLC | 61219 | KELLY | 36.3912 | -78.449 | 0 | OP | PV | SUN | 5 | 0.076 | 3322 | 2041 | 30290 | 9.118
16279 | 2018 | 9870 | 7154.9434 | NC | Kenansville | 59051 | GEN 1 | 34.96 | -78.04 | 0 | OP | PV | SUN | 2 | 0.198 | 3477 | 1749 | 31704 | 9.1182
16280 | 2018 | 9871 | 8038.5413 | NC | Kenansville Solar 2, LLC | 58803 | INV1 | 34.9578 | -77.9817 | 0 | OP | PV | SUN | 2 | 0.2 | 3511 | 1766 | 32015 | 9.1185
16281 | 2018 | 9871 | 9434.5874 | NC | Kenansville Solar Farm, LLC | 58840 | INV1 | 34.97 | -77.9761 | 0 | OP | PV | SUN | 0.5 | 0.187 | 821 | 412.889 | 7485.778 | 9.1179
16282 | 2018 | 9871 | 9434.5874 | NC | Kenansville Solar Farm, LLC | 58840 | INV2 | 34.97 | -77.9761 | 0 | OP | PV | SUN | 0.5 | 0.187 | 821 | 412.889 | 7485.778 | 9.1179
16283 | 2018 | 9871 | 9434.5874 | NC | Kenansville Solar Farm, LLC | 58840 | INV3 | 34.97 | -77.9761 | 0 | OP | PV | SUN | 0.5 | 0.187 | 821 | 412.889 | 7485.778 | 9.1179
16284 | 2018 | 9871 | 9434.5874 | NC | Kenansville Solar Farm, LLC | 58840 | INV4 | 34.97 | -77.9761 | 0 | OP | PV | SUN | 0.5 | 0.187 | 821 | 412.889 | 7485.778 | 9.1179
16285 | 2018 | 9871 | 9434.5874 | NC | Kenansville Solar Farm, LLC | 58840 | INV5 | 34.97 | -77.9761 | 0 | OP | PV | SUN | 0.5 | 0.187 | 821 | 412.889 | 7485.778 | 9.1179
16286 | 2018 | 9871 | 9434.5874 | NC | Kenansville Solar Farm, LLC | 58840 | INV6 | 34.97 | -77.9761 | 0 | OP | PV | SUN | 0.5 | 0.187 | 821 | 412.889 | 7485.778 | 9.1179
16287 | 2018 | 9871 | 9434.5874 | NC | Kenansville Solar Farm, LLC | 58840 | INV7 | 34.97 | -77.9761 | 0 | OP | PV | SUN | 0.5 | 0.187 | 821 | 412.889 | 7485.778 | 9.1179
16288 | 2018 | 9871 | 9434.5874 | NC | Kenansville Solar Farm, LLC | 58840 | INV8 | 34.97 | -77.9761 | 0 | OP | PV | SUN | 0.5 | 0.187 | 821 | 412.889 | 7485.778 | 9.1179
16289 | 2018 | 9871 | 9434.5874 | NC | Kenansville Solar Farm, LLC | 58840 | INV9 | 34.97 | -77.9761 | 0 | OP | PV | SUN | 0.5 | 0.187 | 821 | 412.889 | 7485.778 | 9.1179
16290 | 2018 | 9870 | 400.3026 | NC | Kennedy Solar, LLC | 60397 | FLS1 | 35.0123 | -78.0922 | 0 | OP | PV | SUN | 4.9 | 0.213 | 9132 | 4592 | 83266 | 9.118
16291 | 2018 | 16911 | 6872.4653 | NC | Kenneth Solar | 59507 | PV1 | 36.4338 | -78.1526 | 0 | OP | PV | SUN | 3 | 0.183 | 4820 | 2424 | 43949 | 9.118
16294 | 2018 | 9873 | 16395.1702 | NC | Kinston | 59125 | 1 | 35.3706 | -77.6083 | 0 | OP | PV | SUN | 2 | 0.209 | 3660 | 1841 | 33372 | 9.118
16295 | 2018 | 9484 | 2052.2491 | NC | Kinston Davis Farm | 61090 | 1 | 35.2184 | -77.6426 | 0 | OP | PV | SUN | 5 | 0.201 | 8784 | 4417 | 80092 | 9.1179
16296 | 2018 | 6679 | 3028.0706 | NC | Kinston Solar | 59832 | FLS1 | 35.3514 | -77.4723 | 0 | OP | PV | SUN | 5 | 0.202 | 8845 | 4448 | 80649 | 9.118
16297 | 2018 | 9870 | 4757.5367 | NC | Kirkwall Holdings | 58791 | PV1 | 34.9889 | -78.1375 | 0 | OP | PV | SUN | 5 | 0.21 | 9195 | 4624 | 83838 | 9.1178
16300 | 2018 | 6890 | 10163.3834 | NC | Kojak Farm | 60578 | 1 | 35.7991 | -78.1022 | 0 | OP | PV | SUN | 5 | 0.201 | 8825 | 4438 | 80466 | 9.118
16312 | 2018 | 4496 | 3361.2213 | NC | Lafayette Solar I, LLC | 60105 | LAF | 35.2324 | -81.5642 | 0 | OP | PV | SUN | 2 | 0.191 | 3340 | 1680 | 30453 | 9.1177
16315 | 2018 | 28954 | 2772.3617 | NC | Lake Solar Center LLC | 59161 | LSC 1 | 35.8039 | -77.8739 | 0 | IP | PV | SUN | 5 |  |  |  |  | -
16317 | 2018 | 6661 | 4457.9616 | NC | Lane Solar | 62104 | PGRF2 | 35.395 | -78.051 | 0 | OP | PV | SUN | 5 | 0.048 | 2098 | 599 | 19129 | 9.1177
16318 | 2018 | 6906 | 7532.9687 | NC | Langdon Solar Farm, LLC | 60538 | 1 | 35.4473 | -78.4135 | 0 | OP | PV | SUN | 5 | 0.204 | 8951 | 4501 | 81615 | 9.118
16319 | 2018 | 10002 | 181.1091 | NC | Langley PV1 | 59158 | LNG1 | 35.8019 | -77.8489 | 0 | OP | PV | SUN | 5 | 0.222 | 9704 | 4880 | 88481 | 9.118
16320 | 2018 | 16404 | 17229.7811 | NC | Lanier Solar | 59486 | LANIE | 34.8989 | -77.8089 | 0 | OP | PV | SUN | 4.9 | 0.214 | 9206 | 4630 | 83940 | 9.118
16321 | 2018 | 9846 | 622.5257 | NC | Laurinburg Farm | 61091 | 1 | 34.7644 | -79.443 | 0 | OP | PV | SUN | 5 | 0.213 | 9327 | 4690 | 85044 | 9.118
16322 | 2018 | 9846 | 857.4846 | NC | Laurinburg Solar | 59833 | FLS1 | 34.7565 | -79.4302 | 0 | OP | PV | SUN | 5 | 0.207 | 9054 | 4553 | 82553 | 9.1178
16323 | 2018 | 9852 | 10253.0051 | NC | Laurinburg Solar, LLC (Heelstone) | 60200 | LAUR | 34.7076 | -79.2954 | 0 | OP | PV | SUN | 2 | 0.228 | 3998 | 2011 | 36454 | 9.1181
16324 | 2018 | 6651 | 10295.2614 | NC | Leggett Solar, LLC | 60783 | 1 | 36.058 | -77.623 | 0 | OP | PV | SUN | 5 | 0.226 | 9918 | 4988 | 90432 | 9.118
16325 | 2018 | 9873 | 10322.1237 | NC | Lenoir Farm | 58333 | 1 | 35.3317 | -77.6664 | 0 | OP | PV | SUN | 5 | 0.191 | 8348 | 4198 | 76117 | 9.118
16326 | 2018 | 6679 | 3318.7974 | NC | Lenoir Farm 2 | 58334 | 1 | 35.35 | -77.475 | 0 | OP | PV | SUN | 5 | 0.185 | 8093 | 4070 | 73793 | 9.1181
16327 | 2018 | 6408 | 17592.4755 | NC | Lewiston Solar | 59174 | 5MWPV | 36.1411 | -77.2111 | 0 | OP | PV | SUN | 5 | 0.204 | 8930 | 4491 | 81422 | 9.1178
16332 | 2018 | 6900 | 9454.8849 | NC | Lillington Solar | 59921 | 5MWPV | 35.368 | -78.801 | 0 | OP | PV | SUN | 5 | 0.174 | 7636 | 3840 | 69625 | 9.118
16349 | 2018 | 15511 | 1231.8243 | NC | Lincoln Solar, LLC (NC) | 60399 | FLS1 | 35.3795 | -81.8176 | 0 | OP | PV | SUN | 4.9 | 0.218 | 9375 | 4715 | 85481 | 9.118
16351 | 2018 | 14626 | 19138.4684 | NC | Little River PV 1 | 59521 | LTLRV | 35.5389 | -79.8042 | 0 | OP | PV | SUN | 5 | 0.193 | 8472 | 4260 | 77246 | 9.1178
16352 | 2018 | 6679 | 7924.0581 | NC | Littlefield Solar Center LLC | 58809 | LSC1 | 35.4339 | -77.4381 | 0 | OP | PV | SUN | 5 | 0.197 | 8612 | 4331 | 78523 | 9.1179
16358 | 2018 | 6681 | 3331.7037 | NC | Long Farm 46 Solar, LLC | 60208 | PV1 | 36.467 | -77.618 | 0 | OP | PV | SUN | 5 | 0.178 | 7775 | 3910 | 70893 | 9.1181
16359 | 2018 | 9488 | 14256.3347 | NC | Long Henry Solar | 61347 | GEN1 | 35.1953 | -77.8951 | 0 | OP | PV | SUN | 2 | 0.224 | 3928 | 1975 | 35814 | 9.1176
16360 | 2018 | 340 | 11353.5559 | NC | Longleaf Solar | 60173 | PV1 | 35.4316 | -78.2402 | 0 | CN | PV | SUN | 5 |  |  |  |  | -
16365 | 2018 | 4496 | 10601.099 | NC | Lux Solar, LLC | 61284 | GEN1 | 35.2411 | -81.4294 | 0 | OP | PV | SUN | 2 | 0.225 | 3939 | 1981 | 35917 | 9.1183
16367 | 2018 | 15632 | 9559.3604 | NC | Maiden Creek Solar Power Plant | 62668 | PV1 | 35.593 | -81.167 | 0 | T | PV | SUN | 69.3 |  |  |  |  | -
16369 | 2018 | 1575 | 20820.2332 | NC | Manning PV 1 | 59520 | MANN | 36.1192 | -79.5214 | 0 | OP | PV | SUN | 5 | 0.01 | 432 | 0 | 3939 | 9.1181
16370 | 2018 | 28719 | 895.7966 | NC | Manway Solar Farm | 59575 | PV1 | 34.7458 | -78.4294 | 0 | OP | PV | SUN | 5 | 0.181 | 7931 | 3988 | 72315 | 9.118
16371 | 2018 | 4099 | 8142.8298 | NC | Mariposa Solar Center LLC | 59162 | MSC 1 | 35.3739 | -81.0869 | 0 | OP | PV | SUN | 5 | 0.212 | 9269 | 4661 | 84513 | 9.1178
16372 | 2018 | 28710 | 1082.6788 | NC | Market Farm | 59105 | 1 | 36.3903 | -79.6472 | 0 | OP | PV | SUN | 4.9 | 0.194 | 8323 | 4186 | 75888 | 9.1179
16379 | 2018 | 15782 | 16360.1231 | NC | Marshville Farm | 58335 | 1 | 34.9889 | -80.3836 | 0 | OP | PV | SUN | 5 | 0.16 | 7001 | 3521 | 63836 | 9.1181
16380 | 2018 | 9859 | 842.4907 | NC | Martin Creek Farm LLC | 59124 | 1 | 36.2864 | -78.3861 | 0 | OP | PV | SUN | 3 | 0.201 | 5285 | 2658 | 48189 | 9.1181
16381 | 2018 | 13721 | 77788.5802 | NC | Martins Creek Solar NC, LLC | 57461 | 1 | 35.0204 | -84.0157 | 0 | OP | PV | SUN | 1 | 0.131 | 1145 | 576 | 10441 | 9.1188
16382 | 2018 | 9868 | 11056.9794 | NC | Mason Solar Center LLC | 59165 | MSC 1 | 35.555 | -77.1911 | 0 | IP | PV | SUN | 15.3 |  |  |  |  | -
16383 | 2018 | 9852 | 8322.8486 | NC | Maxton Solar, LLC | 60416 | MSPV | 34.7147 | -79.3146 | 0 | OP | PV | SUN | 4.9 | 0.219 | 9397 | 4726 | 85682 | 9.118
16384 | 2018 | 6969 | 510.259 | NC | Mayberry Solar LLC | 57321 | 1PV | 36.4767 | -80.6011 | 0 | OP | PV | SUN | 1.2 | 0.137 | 1436 | 722 | 13093 | 9.1177
16386 | 2018 | 10029 | 5060.8395 | NC | MC1 Solar | 60395 | MC1PV | 35.8748 | -77.1397 | 0 | OP | PV | SUN | 5 | 0.206 | 9018 | 4535 | 82226 | 9.118
16387 | 2018 | 9849 | 1441.4365 | NC | McCallum Farm | 58350 | 1 | 34.5439 | -79.3 | 0 | OP | PV | SUN | 5 | 0.193 | 8473 | 4261 | 77257 | 9.118
16388 | 2018 | 10029 | 2408.8066 | NC | McCaskey Solar Farm, LLC | 58804 | INV1 | 35.8594 | -77.0992 | 0 | IP | PV | SUN | 0.3 |  |  |  |  | -
16389 | 2018 | 10029 | 2408.8066 | NC | McCaskey Solar Farm, LLC | 58804 | INV2 | 35.8594 | -77.0992 | 0 | IP | PV | SUN | 0.3 |  |  |  |  | -
16390 | 2018 | 10029 | 2408.8066 | NC | McCaskey Solar Farm, LLC | 58804 | INV3 | 35.8594 | -77.0992 | 0 | IP | PV | SUN | 0.3 |  |  |  |  | -
16391 | 2018 | 10029 | 2408.8066 | NC | McCaskey Solar Farm, LLC | 58804 | INV4 | 35.8594 | -77.0992 | 0 | IP | PV | SUN | 0.3 |  |  |  |  | -
16392 | 2018 | 10029 | 2408.8066 | NC | McCaskey Solar Farm, LLC | 58804 | INV5 | 35.8594 | -77.0992 | 0 | IP | PV | SUN | 0.3 |  |  |  |  | -
16393 | 2018 | 10029 | 2408.8066 | NC | McCaskey Solar Farm, LLC | 58804 | INV6 | 35.8594 | -77.0992 | 0 | IP | PV | SUN | 0.3 |  |  |  |  | -
16394 | 2018 | 10029 | 2408.8066 | NC | McCaskey Solar Farm, LLC | 58804 | INV7 | 35.8594 | -77.0992 | 0 | IP | PV | SUN | 0.3 |  |  |  |  | -
16395 | 2018 | 10029 | 2408.8066 | NC | McCaskey Solar Farm, LLC | 58804 | INV8 | 35.8594 | -77.0992 | 0 | IP | PV | SUN | 0.3 |  |  |  |  | -
16396 | 2018 | 15226 | 8089.5211 | NC | McGoogan Farm, LLC | 60779 | 1 | 34.8887 | -79.0627 | 0 | OP | PV | SUN | 5 | 0.215 | 9417 | 4736 | 85865 | 9.1181
16397 | 2018 | 13956 | 1200.496 | NC | McGrigor Farm Solar | 60440 | PV1 | 35.0198 | -78.3501 | 0 | T | PV | SUN | 5 |  |  |  |  | -
16400 | 2018 | 7089 | 619.206 | NC | McKenzie Farm | 58853 | 1 | 34.3239 | -78.6919 | 0 | OP | PV | SUN | 5 | 0.185 | 8096 | 4071 | 73820 | 9.1181
16401 | 2018 | 29001 | 2786.4635 | NC | McLean Homestead | 60020 | PV1 | 34.7819 | -79.4978 | 0 | L | PV | SUN | 4.9 |  |  |  |  | -
16402 | 2018 | 28700 | 7561.6776 | NC | Meadowbrook Solar Farm | 59936 | NB008 | 35.5554 | -80.3859 | 0 | OP | PV | SUN | 5 | 0.208 | 9099 | 4576 | 82964 | 9.1179
16403 | 2018 | 10029 | 1910.0437 | NC | Meadows PV 1 | 59513 | MEAD1 | 35.8369 | -77.1269 | 0 | OP | PV | SUN | 20 | 0.196 | 34282 | 17240 | 312584 | 9.118
16404 | 2018 | 9859 | 5348.885 | NC | Melinda Solar | 59502 | PV1 | 36.2487 | -78.3475 | 0 | OP | PV | SUN | 5 | 0.188 | 8249 | 4148 | 75214 | 9.118
16405 | 2018 | 10707 | 1286.1391 | NC | Meriwether Farm | 60579 | 1 | 36.2889 | -78.6046 | 0 | OP | PV | SUN | 5 | 0.21 | 9202 | 4628 | 83903 | 9.1179
16409 | 2018 | 7557 | 6211.0828 | NC | Mile Farm | 58336 | 1 | 36.2306 | -78.9496 | 0 | OP | PV | SUN | 5 | 0.193 | 8447 | 4248 | 77019 | 9.1179
16410 | 2018 | 28990 | 1299.8233 | NC | Mill Pond Solar Farm, LLC | 61196 | MILLL | 34.3071 | -78.7015 | 0 | OP | PV | SUN | 5 | 0.187 | 8208 | 4128 | 74841 | 9.1181
16411 | 2018 | 5608 | 3114.3442 | NC | Mill Pond Solar, LLC | 62328 | MLLPD | 35.8294 | -76.7908 | 0 | U | PV | SUN | 5 |  |  |  |  | -
16412 | 2018 | 6940 | 1489.3834 | NC | MILL SOLAR 1 | 61160 | MILL1 | 35.575 | -80.821 | 0 | OP | PV | SUN | 1.4 | 0.101 | 1243 | 625 | 11334 | 9.1183
16413 | 2018 | 10875 | 6538.0832 | NC | Millikan Farm | 59576 | GEN1 | 35.8177 | -79.7711 | 0 | OP | PV | SUN | 5 | 0.215 | 9412 | 4733 | 85819 | 9.118
16414 | 2018 | 29024 | 1467.0809 | NC | Mills Anson Farm | 61093 | 1 | 34.9681 | -79.9358 | 0 | OP | PV | SUN | 5 | 0.198 | 8677 | 4364 | 79119 | 9.1182
16415 | 2018 | 10058 | 28887.2656 | NC | Milo Solar | 58739 | PV1 | 36.1489 | -79.3489 | 0 | OP | PV | SUN | 3 | 0.201 | 5271 | 2651 | 48063 | 9.1184
16416 | 2018 | 6696 | 24466.195 | NC | Minnie Solar | 58740 | PV1 | 35.9481 | -79.3619 | 0 | OP | PV | SUN | 3 | 0.19 | 4983 | 2506 | 45435 | 9.118
16417 | 2018 | 15692 | 17203.7774 | NC | Misenheimer Farm | 59577 | PV1 | 35.4686 | -80.2936 | 0 | OP | PV | SUN | 5 | 0.193 | 8450 | 4249 | 77047 | 9.118
16421 | 2018 | 4473 | 18089.5253 | NC | Mocksville Farm | 58313 | 1 | 35.8786 | -80.5419 | 0 | OP | PV | SUN | 5 | 0.198 | 8690 | 4370 | 79235 | 9.118
16422 | 2018 | 4473 | 12553.8249 | NC | Mocksville Solar | 59570 | PV1 | 35.8339 | -80.5744 | 0 | OP | PV | SUN | 15.4 | 0.191 | 25729 | 12939 | 234597 | 9.118
16423 | 2018 | 10029 | 1371.7916 | NC | Modlin Solar Farm | 60417 | MSFPV | 35.8503 | -77.1102 | 0 | OP | PV | SUN | 4.9 | 0.216 | 9291 | 4672 | 84714 | 9.1179
16424 | 2018 | 6650 | 2668.0941 | NC | Moncure Farm LLC | 59123 | 1 | 35.5683 | -79.0325 | 0 | OP | PV | SUN | 3 | 0.224 | 5889 | 2961 | 53697 | 9.1182
16428 | 2018 | 15782 | 4267.012 | NC | Monroe Moore Farm | 59578 | PV1 | 34.9719 | -80.6019 | 0 | OP | PV | SUN | 5 | 0.2 | 8754 | 4402 | 79819 | 9.118
16429 | 2018 | 15782 | 9039.9405 | NC | Monroe Solar Facility | 60383 | MONPV | 34.9299 | -80.6256 | 0 | OP | PV | SUN | 60 | 0.177 | 93060 | 44806 | 848521 | 9.118
16430 | 2018 | 14626 | 2803.3004 | NC | Montgomery Solar LLC | 58649 | 1 | 35.3444 | -79.7683 | 0 | OP | PV | SUN | 20 | 0.218 | 38199 | 19210 | 348298 | 9.118
16431 | 2018 | 7014 | 10316.8083 | NC | Moore Solar Farm | 58337 | 1 | 36.2732 | -79.7592 | 0 | OP | PV | SUN | 5 | 0.183 | 8029 | 4038 | 73208 | 9.1179
16432 | 2018 | 9873 | 13876.8831 | NC | Moorings Farm | 58338 | 1 | 35.3058 | -77.8292 | 0 | OP | PV | SUN | 5 | 0.177 | 7750 | 3897 | 70665 | 9.1181
16433 | 2018 | 9873 | 13850.2569 | NC | Moorings Farm 2 | 61405 | 1 | 35.3057 | -77.8289 | 0 | OP | PV | SUN | 5 | 0.217 | 9487 | 4771 | 86502 | 9.118
16435 | 2018 | 9858 | 12388.3574 | NC | Morgan Farm, LLC | 60133 | MOR | 36.0956 | -78.152 | 0 | OP | PV | SUN | 5 | 0.214 | 9381 | 4718 | 85538 | 9.1182
16436 | 2018 | 10126 | 17464.2268 | NC | Morgan's Corner | 60422 | 1 | 36.4211 | -76.3642 | 0 | OP | PV | SUN | 20 | 0.159 | 27862 | 14011 | 254045 | 9.118
16439 | 2018 | 6692 | 19730.4002 | NC | Morning View | 61881 | GEN1 | 35.5463 | -79.7428 | 0 | OP | PV | SUN | 2 | 0 | 0 | 0 |  | -
16440 | 2018 | 9876 | 3023.9549 | NC | Mount Olive Farm | 59107 | 1 | 35.2019 | -78.0817 | 0 | OP | PV | SUN | 5 | 0.219 | 9595 | 4825 | 87488 | 9.1181
16441 | 2018 | 9876 | 1300.3183 | NC | Mount Olive Solar | 59908 | 2MWPV | 35.18 | -78.098 | 0 | OP | PV | SUN | 2 | 0.212 | 3706 | 1864 | 33791 | 9.1179
16452 | 2018 | 9876 | 4994.7851 | NC | Mt Olive Farm 2 | 58345 | 1 | 35.2181 | -78.0697 | 0 | OP | PV | SUN | 5 | 0.202 | 8835 | 4443 | 80557 | 9.1179
16453 | 2018 | 9876 | 1313.0363 | NC | Mt Olive Solar 1 | 59645 | FLS1 | 35.1811 | -78.0969 | 0 | OP | PV | SUN | 5 | 0.192 | 8390 | 4219 | 76501 | 9.1181
16454 | 2018 | 7597 | 6042.1395 | NC | Murdock Solar | 59509 | PV1 | 35.6633 | -78.5206 | 0 | OP | PV | SUN | 4 | 0.201 | 7040 | 3540 | 64192 | 9.1182
16455 | 2018 | 13721 | 90889.5938 | NC | Murphy Farm Power, LLC | 57677 | 1 | 34.9992 | -84.1573 | 0 | OP | PV | SUN | 1 | 0.138 | 1208 | 607 | 11014 | 9.1175
16458 | 2018 | 9994 | 17815.4125 | NC | Mustang Solar | 61533 | GEN1 | 35.4156 | -79.5634 | 0 | OP | PV | SUN | 5 | 0.102 | 4488 | 2758 | 40921 | 9.1179
16476 | 2018 | 9858 | 3289.117 | NC | Nash 58 Farm | 58854 | 1 | 36.0472 | -78.0308 | 0 | OP | PV | SUN | 5 | 0.197 | 8635 | 4342 | 78735 | 9.1181
16477 | 2018 | 9858 | 15471.5855 | NC | Nash 64 Farm | 58855 | 1 | 35.9494 | -78.0925 | 0 | OP | PV | SUN | 5 | 0.167 | 7335 | 3689 | 66879 | 9.1178
16478 | 2018 | 12414 | 9202.349 | NC | Nash 97 Solar, LLC | 60408 | 97PV | 35.8493 | -78.2115 | 0 | OP | PV | SUN | 5.2 | 0.205 | 9358 | 4706 | 85327 | 9.1181
16479 | 2018 | 9858 | 4503.0667 | NC | Nashville Farms, LLC | 60134 | NASH | 36.0344 | -78.0106 | 0 | OP | PV | SUN | 2 | 0.206 | 3607 | 1814 | 32890 | 9.1184
16480 | 2018 | 15777 | 6543.8826 | NC | NC 102 Project LLC | 61610 | NC102 | 35.2925 | -80.4975 | 0 | OP | PV | SUN | 74.8 | 0.026 | 16810 | 1568 | 153274 | 9.118
16485 | 2018 | 4496 | 4199.6634 | NC | Neisler Street Solar | 60072 | NSS1 | 35.2898 | -81.5689 | 0 | OP | PV | SUN | 2 | 0.212 | 3707 | 1864 | 33802 | 9.1184
16486 | 2018 | 7597 | 547.6524 | NC | Neuse River Solar Farm | 58524 | 1 | 35.7144 | -78.4989 | 0 | OP | PV | SUN | 1.1 | 0.152 | 1466 | 737 | 13366 | 9.1173
16505 | 2018 | 9867 | 8126.5811 | NC | New Bern Farm | 58339 | 1 | 35.2096 | -77.0567 | 0 | OP | PV | SUN | 5 | 0.179 | 7855 | 3950 | 71623 | 9.1181
16506 | 2018 | 28999 | 99.8079 | NC | Newton Grove | 59835 | GEN1 | 35.2516 | -78.3674 | 0 | OP | PV | SUN | 1.9 | 0.195 | 3247 | 1633 | 29608 | 9.1186
16507 | 2018 | 1575 | 10144.5358 | NC | Nick Solar | 58741 | NICK | 35.9911 | -79.5481 | 0 | OP | PV | SUN | 5 | 0.194 | 8492 | 4271 | 77431 | 9.1181
16508 | 2018 | 9418 | 2765.4731 | NC | Nickelson Solar, LLC | 62205 | GNICK | 34.7471 | -77.9874 | 0 | OP | PV | SUN | 5.3 | 0.004 | 191 | 0 | 1742 | 9.1204
16509 | 2018 | 6906 | 2521.3255 | NC | Nitro Solar | 59501 | NITRO | 35.4869 | -78.3139 | 0 | OP | PV | SUN | 5 | 0.182 | 7967 | 4006 | 72642 | 9.1179
16510 | 2018 | 10053 | 6847.4028 | NC | North 301 Solar | 61778 | N301 | 36.213 | -77.624 | 0 | T | PV | SUN | 26.9 |  |  |  |  | -
16511 | 2018 | 29001 | 8249.8136 | NC | North Carolina Solar Bethea I | 58531 | P22A | 34.7047 | -79.5258 | 0 | OP | PV | SUN | 0.5 | 0.347 | 1521.5 | 765 | 13873.5 | 9.1183
16512 | 2018 | 29001 | 8249.8136 | NC | North Carolina Solar Bethea I | 58531 | P22B | 34.7047 | -79.5258 | 0 | OP | PV | SUN | 0.5 | 0.347 | 1521.5 | 765 | 13873.5 | 9.1183
16513 | 2018 | 9881 | 4634.646 | NC | North Carolina Solar III LLC | 58880 | NCIII | 34.7667 | -79.5597 | 0 | OP | PV | SUN | 4.9 | 0.202 | 8690 | 4370 | 79235 | 9.118
16514 | 2018 | 9858 | 1988.3129 | NC | North Nash Farm, LLC | 60651 | 1 | 36.0703 | -78.0383 | 0 | OP | PV | SUN | 5 | 0.216 | 9478 | 4766 | 86421 | 9.1181
16515 | 2018 | 10054 | 5672.8355 | NC | Northern Cardinal Solar | 60992 | NCARD | 36.4333 | -77.7197 | 0 | OP | PV | SUN | 2 | 0.076 | 1326 | 914 | 12089 | 9.1169
16516 | 2018 | 9881 | 853.2147 | NC | Oakboro Farm | 58851 | 1 | 34.7958 | -79.5383 | 0 | OP | PV | SUN | 5 | 0.191 | 8372 | 4210 | 76335 | 9.1179
16519 | 2018 | 15512 | 806.6149 | NC | Old Caroleen Solar Farm | 61534 | GEN1 | 35.2977 | -81.812 | 0 | OP | PV | SUN | 2 | 0.061 | 1062 | 653 | 9684 | 9.1186
16520 | 2018 | 15632 | 11569.4476 | NC | Old Catawba PV 1 | 59519 | OLDC | 35.7117 | -81.1342 | 0 | OP | PV | SUN | 3.5 | 0.184 | 5639 | 2836 | 51417 | 9.1181
16521 | 2018 | 15782 | 8643.9574 | NC | Old Pageland Monroe Road Solar Farm | 60600 | PV1 | 34.9523 | -80.4819 | 0 | OP | PV | SUN | 5.3 | 0.201 | 9347 | 4700 | 85225 | 9.1179
16522 | 2018 | 9881 | 2470.8281 | NC | Old Wire Farm | 61094 | 1 | 34.8178 | -79.5139 | 0 | OP | PV | SUN | 5 | 0.223 | 9767 | 4912 | 89054 | 9.1178
16523 | 2018 | 9838 | 3616.4728 | NC | Onslow Energy | 59036 | GEN 1 | 34.7992 | -77.5431 | 0 | IP | PV | SUN | 1.5 |  |  |  |  | -
16526 | 2018 | 28700 | 3096.2082 | NC | Organ Church Solar | 60284 | ORA01 | 35.5256 | -80.4511 | 0 | IP | PV | SUN | 7.5 |  |  |  |  | -
16527 | 2018 | 28700 | 3096.2082 | NC | Organ Church Solar | 60284 | PV1 | 35.5256 | -80.4511 | 0 | IP | PV | SUN | 5 |  |  |  |  | -
16528 | 2018 | 7026 | 17418.0822 | NC | Osceola Solar, LLC | 60828 | PV1 | 36.189 | -79.532 | 0 | CN | PV | SUN | 5 |  |  |  |  | -
16529 | 2018 | 1850 | 20012.0801 | NC | Ouchchy PV1 | 59999 | OUCH1 | 36.0841 | -79.2448 | 0 | OP | PV | SUN | 3 | 0.196 | 5142 | 2586 | 46882 | 9.1175
16530 | 2018 | 15630 | 4901.9083 | NC | Owen Solar | 58742 | PV1 | 35.5861 | -81.3153 | 0 | OP | PV | SUN | 5 | 0.209 | 9154 | 4603 | 83466 | 9.118
16533 | 2018 | 7618 | 483.1873 | NC | Page Solar | 62018 | PGRI1 | 35.5332 | -78.6395 | 0 | OP | PV | SUN | 1.6 | 0 | 0 | 0 |  | -
16534 | 2018 | 9862 | 16307.1163 | NC | Pamlico Partners Solar | 58799 | 1 | 35.5011 | -76.87 | 0 | OP | PV | SUN | 5 | 0.211 | 9235 | 4644 | 84206 | 9.1181
16535 | 2018 | 9851 | 15083.0968 | NC | Panda Solar NC 1, LLC | 62089 | 20002 | 34.4367 | -79.0902 | 0 | V | PV | SUN | 1 |  |  |  |  | -
16536 | 2018 | 9822 | 4910.1173 | NC | Panda Solar NC 10, LLC | 62128 | 20031 | 34.9096 | -78.913 | 0 | V | PV | SUN | 2 |  |  |  |  | -
16537 | 2018 | 9822 | 4996.5277 | NC | Panda Solar NC 11, LLC | 62129 | 20032 | 34.9086 | -78.9125 | 0 | V | PV | SUN | 2 |  |  |  |  | -
16538 | 2018 | 9851 | 14739.8281 | NC | Panda Solar NC 2, LLC | 62120 | 20003 | 34.4384 | -79.0847 | 0 | V | PV | SUN | 2 |  |  |  |  | -
16539 | 2018 | 9850 | 4406.9897 | NC | Panda Solar NC 3, LLC | 62121 | 20011 | 34.6318 | -79.0907 | 0 | V | PV | SUN | 2 |  |  |  |  | -
16540 | 2018 | 28719 | 25689.3636 | NC | Panda Solar NC 4, LLC | 62122 | 20009 | 34.5194 | -78.5243 | 0 | V | PV | SUN | 2 |  |  |  |  | -
16541 | 2018 | 7619 | 5954.4399 | NC | Panda Solar NC 5, LLC | 62123 | 20007 | 35.0472 | -78.8105 | 0 | V | PV | SUN | 1 |  |  |  |  | -
16542 | 2018 | 9821 | 6400.7119 | NC | Panda Solar NC 6, LLC | 62124 | 20028 | 34.3536 | -78.7874 | 0 | V | PV | SUN | 1 |  |  |  |  | -
16543 | 2018 | 9874 | 9728.7615 | NC | Panda Solar NC 7, LLC | 62125 | 20038 | 35.1212 | -78.2055 | 0 | V | PV | SUN | 1.5 |  |  |  |  | -
16544 | 2018 | 14626 | 9051.2928 | NC | Panda Solar NC 8, LLC | 62126 | 20052 | 35.4209 | -79.706 | 0 | V | PV | SUN | 2 |  |  |  |  | -
16545 | 2018 | 9822 | 4810.5451 | NC | Panda Solar NC 9, LLC | 62127 | 20022 | 34.9109 | -78.9136 | 0 | V | PV | SUN | 2 |  |  |  |  | -
16546 | 2018 | 10126 | 923.7612 | NC | Pasquotank | 59530 | PASQ1 | 36.2647 | -76.3061 | 0 | OP | PV | SUN | 20 | 0.25 | 43851 | 22052 | 399834 | 9.118
16547 | 2018 | 15226 | 7954.9004 | NC | Pate Farm | 58856 | 1 | 34.8167 | -79.1994 | 0 | OP | PV | SUN | 5 | 0.196 | 8587 | 4318 | 78297 | 9.1181
16548 | 2018 | 7557 | 8986.5344 | NC | PCIP Solar | 58305 | PCIP | 36.3125 | -78.9675 | 0 | OP | PV | SUN | 1 | 0.193 | 1689 | 849 | 15400 | 9.1178
16550 | 2018 | 7557 | 9081.4826 | NC | PCSP3 Airport | 58538 | 3 | 36.2881 | -78.9861 | 0 | OP | PV | SUN | 2.5 | 0.185 | 4051 | 2037 | 36937 | 9.118
16551 | 2018 | 4496 | 15171.0054 | NC | Peanut Solar | 60557 | PV1 | 35.3896 | -81.4998 | 0 | CN | PV | SUN | 5 |  |  |  |  | -
16552 | 2018 | 9479 | 2556.7457 | NC | Pecan Grove Solar, LLC | 62659 | 1081 | 35.0677 | -77.1852 | 0 | U | PV | SUN | 5 |  |  |  |  | -
16553 | 2018 | 29018 | 3816.2245 | NC | Pecan PV1 | 59157 | PEC1 | 34.9092 | -79.8294 | 0 | OP | PV | SUN | 5 | 0.208 | 9096 | 4574 | 82937 | 9.118
16554 | 2018 | 10048 | 10615.5044 | NC | Pecan Solar | 60030 | PECAN | 36.481 | -77.4812 | 0 | OP | PV | SUN | 74.9 | 0.032 | 21297 | 0 | 194186 | 9.118
16555 | 2018 | 6670 | 1083.82 | NC | Perkins Solar, LLC | 60629 | PV1 | 36.4374 | -78.972 | 0 | OP | PV | SUN | 2 | 0.208 | 3641 | 1831 | 33199 | 9.1181
16556 | 2018 | 6405 | 12597.2732 | NC | Phelps 158 Solar Farm | 61134 | 15800 | 36.4426 | -77.1615 | 0 | OP | PV | SUN | 5 | 0.185 | 8104 | 4371 | 73891 | 9.1178
16557 | 2018 | 28211 | 9211.9591 | NC | Pike Road Solar | 60360 | 51116 | 35.8248 | -79.5037 | 0 | CN | PV | SUN | 5 |  |  |  |  | -
16558 | 2018 | 6907 | 12727.9829 | NC | Pikeville Farm | 61404 | 1 | 35.4782 | -77.9792 | 0 | OP | PV | SUN | 5 | 0.225 | 9837 | 4947 | 89694 | 9.118
16559 | 2018 | 29016 | 211.242 | NC | Pine Valley Solar Farm, LLC | 60298 | PV1 | 35.2181 | -79.5293 | 0 | L | PV | SUN | 5 |  |  |  |  | -
16560 | 2018 | 29016 | 1034.7412 | NC | Pinesage | 61978 | GEN1 | 35.2208 | -79.5191 | 0 | OP | PV | SUN | 5 | 0 | 0 | 0 |  | -
16562 | 2018 | 7011 | 1671.183 | NC | Pinewood Solar Center LLC | 59160 | PSC 1 | 36.3181 | -79.8231 | 0 | IP | PV | SUN | 5 |  |  |  |  | -
16563 | 2018 | 6586 | 5462.7373 | NC | Plymouth Solar LLC | 58480 | 1 | 35.875 | -76.7106 | 0 | OP | PV | SUN | 5 | 0.206 | 9017 | 4535 | 82217 | 9.118
16564 | 2018 | 9479 | 6587.8367 | NC | Pollocksville Solar | 59917 | 5MWPV | 34.998 | -77.219 | 0 | OP | PV | SUN | 5 | 0.21 | 9181 | 4617 | 83711 | 9.1179
16565 | 2018 | 9867 | 7890.027 | NC | Porter Solar | 59504 | PV1 | 35.2167 | -77.0743 | 0 | OP | PV | SUN | 5 | 0.176 | 7698 | 3871 | 70191 | 9.1181
16566 | 2018 | 340 | 9599.0187 | NC | Princeton | 59533 | PRCTN | 35.5044 | -78.1922 | 0 | OP | PV | SUN | 5 | 0.204 | 8944 | 4498 | 81551 | 9.118
16567 | 2018 | 9846 | 908.8852 | NC | Progress Manis I | 58529 | P11A | 34.7564 | -79.4472 | 0 | OP | PV | SUN | 0.5 | 0.347 | 1521.5 | 765 | 13873.5 | 9.1183
16568 | 2018 | 9846 | 908.8852 | NC | Progress Manis I | 58529 | P11B | 34.7564 | -79.4472 | 0 | OP | PV | SUN | 0.5 | 0.347 | 1521.5 | 765 | 13873.5 | 9.1183
16569 | 2018 | 12414 | 17317.6757 | NC | Progress Solar 1, LLC | 58493 | PRO1 | 35.9481 | -78.2508 | 0 | OP | PV | SUN | 4 | 0.173 | 6078 | 3057 | 55419 | 9.118
16570 | 2018 | 9851 | 11393.5233 | NC | Progress Solar II, LLC | 58494 | PROG2 | 34.4761 | -79.0975 | 0 | OP | PV | SUN | 3.5 | 0.187 | 5748 | 2891 | 52410 | 9.118
16571 | 2018 | 9852 | 5255.9105 | NC | Progress Solar III, LLC | 58495 | PROG3 | 34.7142 | -79.3539 | 0 | OP | PV | SUN | 3.5 | 0.192 | 5896 | 2965 | 53759 | 9.1179
16572 | 2018 | 4473 | 16053.8336 | NC | Quail Holdings | 60434 | PV1 | 35.8653 | -80.57 | 0 | L | PV | SUN | 25 |  |  |  |  | -
16573 | 2018 | 9837 | 6733.9943 | NC | Quarter Horse Solar | 62095 | PGRF5 | 34.437 | -77.642 | 0 | OP | PV | SUN | 4.5 | 0.017 | 682 | 0 | 6219 | 9.1188
16575 | 2018 | 7619 | 3526.754 | NC | Quincy Solar | 59506 | PV1 | 35.0717 | -78.8078 | 0 | OP | PV | SUN | 4 | 0.153 | 5364 | 2697 | 48910 | 9.1182
16576 | 2018 | 6663 | 9340.269 | NC | QVC Inc | 56966 | 1 | 35.9222 | -77.6731 | 0 | OP | PV | SUN | 1 | 0.09 | 784.103 | 394.359 | 7149.487 | 9.118
16577 | 2018 | 6663 | 9340.269 | NC | QVC Inc | 56966 | 2 | 35.9222 | -77.6731 | 0 | OP | PV | SUN | 2.9 | 0.09 | 2273.897 | 1143.641 | 20733.513 | 9.1181
16578 | 2018 | 9887 | 5830.4227 | NC | Raeford Farm | 58274 | RAEF | 34.9689 | -79.2119 | 0 | OP | PV | SUN | 5 | 0.201 | 8800 | 4425 | 80240 | 9.1182
16579 | 2018 | 15226 | 13122.1676 | NC | Railroad Farm | 58316 | 1 | 34.82 | -78.9708 | 0 | OP | PV | SUN | 5 | 0.194 | 8501 | 4275 | 77512 | 9.118
16580 | 2018 | 9822 | 16674.3777 | NC | Railroad Farm 2 | 61095 | 1 | 34.8079 | -78.9505 | 0 | OP | PV | SUN | 5 | 0.215 | 9419 | 4737 | 85882 | 9.118
16581 | 2018 | 9508 | 4743.0736 | NC | Rams Horn Solar Center LLC | 58810 | RHSC1 | 35.64 | -77.3161 | 0 | OP | PV | SUN | 5 | 0.195 | 8558 | 4304 | 78032 | 9.118
16582 | 2018 | 3087 | 7023.2205 | NC | Ranchland Solar, LLC | 61813 | RCHLD | 36.4726 | -76.1541 | 0 | OP | PV | SUN | 60 | 0.167 | 87539 | 64655 | 798185 | 9.1181
16583 | 2018 | 16911 | 10176.4492 | NC | Red Hill Solar Center, LLC | 59760 | RHILL | 36.4044 | -78.1411 | 0 | OP | PV | SUN | 5 | 0.192 | 8426 | 4237 | 76829 | 9.1181
16584 | 2018 | 28998 | 10139.0786 | NC | Red Oak Solar Farm, LLC | 60929 | RDOAK | 35.993 | -77.9335 | 0 | OP | PV | SUN | 5 | 0.22 | 9650 | 4853 | 87990 | 9.1181
16585 | 2018 | 6904 | 4787.0777 | NC | Red Toad 1425 A Powatan Road, LLC | 60129 | POW | 35.6042 | -78.3709 | 0 | OP | PV | SUN | 2 | 0.226 | 3962 | 1992 | 36126 | 9.1181
16586 | 2018 | 6903 | 2106.6049 | NC | Red Toad 4451 Buffalo Road, LLC | 62131 | G4451 | 35.5574 | -78.2973 | 0 | OP | PV | SUN | 2 | 0.023 | 396 | 0 | 3611 | 9.1187
16587 | 2018 | 6903 | 3733.4835 | NC | Red Toad 5840 Buffalo Road, LLC | 62204 | G5840 | 35.5729 | -78.3023 | 0 | OP | PV | SUN | 2 | 0.017 | 296 | 0 | 2699 | 9.1182
16588 | 2018 | 4473 | 6017.9153 | NC | Redmon Solar Farm LLC | 59114 | 1 | 35.7108 | -80.6658 | 0 | OP | PV | SUN | 2 | 0.228 | 3986 | 2005 | 36345 | 9.1182
16596 | 2018 | 9849 | 2997.5359 | NC | Rhubarb One | 59216 | PV1 | 34.5297 | -79.2842 | 0 | CN | PV | SUN | 5 |  |  |  |  | -
16597 | 2018 | 6423 | 5119.0535 | NC | River Road Solar, LLC | 60487 | PV1 | 36.351 | -76.842 | 0 | OP | PV | SUN | 5 | 0.179 | 7833 | 3939 | 71421 | 9.118
16606 | 2018 | 15632 | 13121.95 | NC | RJ Solar | 58743 | PV1 | 35.7431 | -81.145 | 0 | CN | PV | SUN | 5 |  |  |  |  | -
16613 | 2018 | 9487 | 4776.533 | NC | Robin Solar | 60165 | PV1 | 35.2644 | -78.0814 | 0 | L | PV | SUN | 5 |  |  |  |  | -
16614 | 2018 | 9886 | 9181.9988 | NC | Rock Farm | 58347 | 1 | 34.9656 | -79.6097 | 0 | OP | PV | SUN | 5 | 0.202 | 8849 | 4450 | 80685 | 9.118
16620 | 2018 | 9886 | 10741.0935 | NC | Rockingham Solar, LLC | 60106 | ROCK | 34.9807 | -79.6037 | 0 | OP | PV | SUN | 5 | 0.214 | 9384 | 4719 | 85563 | 9.118
16621 | 2018 | 28700 | 1002.8177 | NC | Rockwell Solar LLC | 58668 | ROCKW | 35.5417 | -80.4747 | 0 | OP | PV | SUN | 3.5 | 0.188 | 5751 | 2892 | 52438 | 9.1181
16625 | 2018 | 16911 | 3785.3141 | NC | Roman Solar | 60159 | PV1 | 36.4498 | -78.195 | 0 | CN | PV | SUN | 5 |  |  |  |  | -
16626 | 2018 | 4496 | 12227.8335 | NC | Roper Farm, LLC | 60761 | 1 | 35.1875 | -81.4407 | 0 | OP | PV | SUN | 5 | 0.216 | 9480 | 4767 | 86439 | 9.118
16627 | 2018 | 9869 | 548.16 | NC | Rose Hill | 59375 | ROSE1 | 34.8239 | -77.9697 | 0 | OP | PV | SUN | 2 | 0.198 | 3461 | 1740 | 31558 | 9.1182
16631 | 2018 | 6907 | 274.8526 | NC | Rosewood Solar | 61520 | GEN1 | 35.4375 | -78.1071 | 0 | OP | PV | SUN | 2 | 0.222 | 3889 | 1956 | 35461 | 9.1183
16632 | 2018 | 6978 | 2575.9086 | NC | Round Hill PV1 | 59998 | RNDHL | 36.2118 | -80.6647 | 0 | CN | PV | SUN | 5 |  |  |  |  | -
16639 | 2018 | 29477 | 7460.7316 | NC | Rowan Solar NC LLC | 60780 | PV1 | 35.611 | -80.53 | 0 | CN | PV | SUN | 2 |  |  |  |  | -
16645 | 2018 | 7559 | 1229.7592 | NC | Roxboro Farm | 58340 | 1 | 36.4797 | -78.9174 | 0 | OP | PV | SUN | 5 | 0.182 | 7970 | 4008 | 72669 | 9.1178
16646 | 2018 | 10707 | 3394.2406 | NC | Roxboro Solar Farm, LLC | 61288 | GEN1 | 36.3268 | -78.6222 | 0 | OP | PV | SUN | 5 | 0.2 | 8771 | 4411 | 79974 | 9.118
16647 | 2018 | 6902 | 13505.6428 | NC | Royal Solar | 59831 | FLS1 | 35.216 | -78.689 | 0 | OP | PV | SUN | 4.9 | 0.207 | 8904 | 4478 | 81185 | 9.1178
16648 | 2018 | 15512 | 5878.7372 | NC | Ruff Solar LLC | 62594 | 11625 | 35.3206 | -81.7634 | 0 | T | PV | SUN | 22 |  |  |  |  | -
16649 | 2018 | 9488 | 1718.0917 | NC | Ruskin Solar | 60922 | PV1 | 35.274 | -78.022 | 0 | OP | PV | SUN | 2 | 0.224 | 3932 | 1977 | 35851 | 9.1178
16650 | 2018 | 15512 | 4006.853 | NC | Rutherford Farm | 59589 | PV1 | 35.2578 | -81.8306 | 0 | OP | PV | SUN | 61 | 0.247 | 131764 | 67857 | 1201426 | 9.118
16651 | 2018 | 6890 | 13685.7368 | NC | Sabattus Solar LLC | 62596 | 11999 | 35.819 | -78.135 | 0 | U | PV | SUN | 5 |  |  |  |  | -
16652 | 2018 | 6907 | 8907.6344 | NC | Sadie Solar | 60168 | PV1 | 35.4401 | -78.2076 | 0 | CN | PV | SUN | 5 |  |  |  |  | -
16653 | 2018 | 7089 | 12823.3787 | NC | Sadiebrook NC Solar | 62102 | PGRF1 | 34.44 | -78.658 | 0 | OP | PV | SUN | 5 | 0.085 | 3703 | 2553 | 33764 | 9.118
16656 | 2018 | 6685 | 9558.6733 | NC | Salisbury Solar | 61128 | 12349 | 35.6326 | -80.4226 | 0 | OP | PV | SUN | 3.8 | 0.077 | 2578 | 1291 | 23505 | 9.1175
16657 | 2018 | 14626 | 9980.9863 | NC | Samarcand Solar Farm, LLC | 58805 | INV1 | 35.3117 | -79.695 | 0 | OP | PV | SUN | 0.5 | 0.194 | 848.5 | 426.7 | 7736.6 | 9.118
16658 | 2018 | 14626 | 9980.9863 | NC | Samarcand Solar Farm, LLC | 58805 | INV10 | 35.3117 | -79.695 | 0 | OP | PV | SUN | 0.5 | 0.194 | 848.5 | 426.7 | 7736.6 | 9.118
16659 | 2018 | 14626 | 9980.9863 | NC | Samarcand Solar Farm, LLC | 58805 | INV2 | 35.3117 | -79.695 | 0 | OP | PV | SUN | 0.5 | 0.194 | 848.5 | 426.7 | 7736.6 | 9.118
16660 | 2018 | 14626 | 9980.9863 | NC | Samarcand Solar Farm, LLC | 58805 | INV3 | 35.3117 | -79.695 | 0 | OP | PV | SUN | 0.5 | 0.194 | 848.5 | 426.7 | 7736.6 | 9.118
16661 | 2018 | 14626 | 9980.9863 | NC | Samarcand Solar Farm, LLC | 58805 | INV4 | 35.3117 | -79.695 | 0 | OP | PV | SUN | 0.5 | 0.194 | 848.5 | 426.7 | 7736.6 | 9.118
16662 | 2018 | 14626 | 9980.9863 | NC | Samarcand Solar Farm, LLC | 58805 | INV5 | 35.3117 | -79.695 | 0 | OP | PV | SUN | 0.5 | 0.194 | 848.5 | 426.7 | 7736.6 | 9.118
16663 | 2018 | 14626 | 9980.9863 | NC | Samarcand Solar Farm, LLC | 58805 | INV6 | 35.3117 | -79.695 | 0 | OP | PV | SUN | 0.5 | 0.194 | 848.5 | 426.7 | 7736.6 | 9.118
16664 | 2018 | 14626 | 9980.9863 | NC | Samarcand Solar Farm, LLC | 58805 | INV7 | 35.3117 | -79.695 | 0 | OP | PV | SUN | 0.5 | 0.194 | 848.5 | 426.7 | 7736.6 | 9.118
16665 | 2018 | 14626 | 9980.9863 | NC | Samarcand Solar Farm, LLC | 58805 | INV8 | 35.3117 | -79.695 | 0 | OP | PV | SUN | 0.5 | 0.194 | 848.5 | 426.7 | 7736.6 | 9.118
16666 | 2018 | 14626 | 9980.9863 | NC | Samarcand Solar Farm, LLC | 58805 | INV9 | 35.3117 | -79.695 | 0 | OP | PV | SUN | 0.5 | 0.194 | 848.5 | 426.7 | 7736.6 | 9.118
16675 | 2018 | 13956 | 12843.7885 | NC | Sampson Solar | 61096 | 1 | 34.961 | -78.4705 | 0 | OP | PV | SUN | 2 | 0.21 | 3686 | 1854 | 33609 | 9.118
16676 | 2018 | 6888 | 6283.9822 | NC | Sandy Cross Solar, LLC | 58491 | SANDY | 35.8683 | -77.9542 | 0 | OP | PV | SUN | 1.2 | 0.176 | 1852 | 931 | 16886 | 9.1177
16677 | 2018 | 3088 | 6383.6675 | NC | Sandy Solar | 62692 | PGR04 | 36.33 | -76.058 | 0 | OP | PV | SUN | 5 | 0.195 | 8534 | 4915 | 77814 | 9.1181
16680 | 2018 | 9858 | 13743.5709 | NC | Sarah Solar | 59500 | SARAH | 36.1394 | -78.1469 | 0 | OP | PV | SUN | 5 | 0.195 | 8538 | 4294 | 77849 | 9.1179
16681 | 2018 | 324 | 3887.8108 | NC | SAS Solar Farm | 56915 | 1 | 35.8136 | -78.7503 | 0 | OP | PV | SUN | 0.5 | 0.145 | 635 | 319.25 | 5790.5 | 9.1189
16682 | 2018 | 324 | 3887.8108 | NC | SAS Solar Farm | 56915 | 2 | 35.8136 | -78.7503 | 0 | OP | PV | SUN | 0.5 | 0.145 | 635 | 319.25 | 5790.5 | 9.1189
16683 | 2018 | 324 | 3887.8108 | NC | SAS Solar Farm | 56915 | 3 | 35.8136 | -78.7503 | 0 | OP | PV | SUN | 0.5 | 0.145 | 635 | 319.25 | 5790.5 | 9.1189
16684 | 2018 | 324 | 3887.8108 | NC | SAS Solar Farm | 56915 | 4 | 35.8136 | -78.7503 | 0 | OP | PV | SUN | 0.5 | 0.145 | 635 | 319.25 | 5790.5 | 9.1189
16685 | 2018 | 9873 | 10189.7216 | NC | Scarlet Solar | 60921 | PV1 | 35.2878 | -77.7951 | 0 | OP | PV | SUN | 2 | 0.226 | 3968 | 1995 | 36180 | 9.1179
16686 | 2018 | 6681 | 4736.6232 | NC | Schell Solar Farm | 59591 | PV1 | 36.4356 | -77.5664 | 0 | OP | PV | SUN | 5 | 0.199 | 8698 | 4374 | 79307 | 9.1178
16687 | 2018 | 10048 | 9482.6257 | NC | Seaboard Solar LLC | 59643 | 5MWPV | 36.4769 | -77.4678 | 0 | OP | PV | SUN | 5 | 0.195 | 8545 | 4297 | 77913 | 9.118
16688 | 2018 | 10012 | 11657.5338 | NC | Sedberry Farm | 59592 | PV1 | 35.2439 | -79.3217 | 0 | OP | PV | SUN | 5 | 0.203 | 8892 | 4472 | 81077 | 9.118
16689 | 2018 | 9886 | 3633.6262 | NC | Sellers Farm Solar | 60439 | PV1 | 34.882 | -79.6654 | 0 | T | PV | SUN | 5 |  |  |  |  | -
16690 | 2018 | 340 | 11741.5294 | NC | Selma Solar LLC | 58669 | SELMA | 35.5764 | -78.1833 | 0 | OP | PV | SUN | 5 | 0.204 | 8951 | 4501 | 81615 | 9.118
16691 | 2018 | 4484 | 5981.8709 | NC | Shadow Solar | 58744 | PV1 | 35.2131 | -81.8322 | 0 | CN | PV | SUN | 3 |  |  |  |  | -
16692 | 2018 | 9887 | 2891.0195 | NC | Shankle Solar Center LLC | 58956 | SHAN | 34.9439 | -79.1958 | 0 | OP | PV | SUN | 4.8 | 0.203 | 8517 | 4283 | 77658 | 9.118
16693 | 2018 | 15226 | 2450.4871 | NC | Shannon Farm | 58323 | 1 | 34.8475 | -79.1289 | 0 | OP | PV | SUN | 5 | 0.194 | 8513 | 4281 | 77622 | 9.1181
16694 | 2018 | 3087 | 402.3855 | NC | Shawboro PV1 | 59155 | SHAW1 | 36.4333 | -76.0872 | 0 | OP | PV | SUN | 20 | 0.217 | 37945 | 19082 | 345981 | 9.118
16695 | 2018 | 4496 | 6985.4851 | NC | Shelby Randolph Road Solar 1, LLC | 60101 | SRR | 35.3092 | -81.5884 | 0 | OP | PV | SUN | 2 | 0.199 | 3479 | 1750 | 31722 | 9.1181
16696 | 2018 | 4496 | 4706.9391 | NC | Shelby Solar Energy Generation Facility | 57200 | 1 | 35.2536 | -81.5956 | 0 | OP | PV | SUN | 1 | 0.193 | 1691 | 850 | 15418 | 9.1177
16702 | 2018 | 9887 | 10830.6217 | NC | Shelter Solar | 60156 | PV1 | 34.9838 | -79.268 | 0 | OP | PV | SUN | 5 | 0.001 | 30 | 0 | 274 | 9.1333
16714 | 2018 | 3088 | 13409.6993 | NC | Shiloh Hwy Solar | 62691 | PGR05 | 36.27 | -76.033 | 0 | OP | PV | SUN | 5 |  |  |  |  | -
16715 | 2018 | 28995 | 10925.7108 | NC | Shoe Creek Solar, LLC | 60380 | SCSPV | 34.8449 | -79.3847 | 0 | OP | PV | SUN | 65 | 0.21 | 119437 | 60063 | 1089025 | 9.118
16716 | 2018 | 4496 | 3507.1077 | NC | SID Solar I, LLC | 60108 | SID | 35.2586 | -81.5056 | 0 | OP | PV | SUN | 5 | 0.193 | 8446 | 4247 | 77009 | 9.1178
16717 | 2018 | 15630 | 2478.8478 | NC | Sigmon Catawba Farm | 58861 | 1 | 35.6122 | -81.2433 | 0 | OP | PV | SUN | 5 | 0.183 | 8025 | 4036 | 73174 | 9.1183
16718 | 2018 | 6907 | 8954.3191 | NC | Signature Solar | 60155 | PV1 | 35.458 | -78.2046 | 0 | CN | PV | SUN | 5 |  |  |  |  | -
16719 | 2018 | 6696 | 1482.7284 | NC | Siler 421 Farm, LLC | 61019 | SILER | 35.7474 | -79.4497 | 0 | OP | PV | SUN | 5 | 0.221 | 9699 | 4877 | 88437 | 9.1182
16720 | 2018 | 6407 | 9247.2258 | NC | Simons Farm | 59149 | SIMON | 36.3064 | -76.9972 | 0 | OP | PV | SUN | 5 | 0.216 | 9463 | 4759 | 86284 | 9.118
16721 | 2018 | 6906 | 2137.8412 | NC | Smithfield | 59955 | GEN01 | 35.4883 | -78.3198 | 0 | OP | PV | SUN | 1.8 | 0.212 | 3337 | 1678 | 30427 | 9.1181
16747 | 2018 | 6696 | 14040.1981 | NC | Snow Camp Solar, LLC | 60367 | SCSPV | 35.8627 | -79.4235 | 0 | OP | PV | SUN | 5.2 | 0.238 | 10837 | 5450 | 98812 | 9.118
16748 | 2018 | 28953 | 18848.9581 | NC | Snow Hill Solar 2 LLC | 59106 | 1 | 35.4442 | -77.6494 | 0 | OP | PV | SUN | 2 | 0.205 | 3599 | 1810 | 32815 | 9.1178
16749 | 2018 | 6655 | 73.7908 | NC | SoINCPower5, LLC | 59857 | BAT1 | 36.0528 | -77.7625 | 0 | OP | PV | SUN | 5 | 0.226 | 9919 | 4988 | 90442 | 9.1181
16750 | 2018 | 6422 | 26707.4317 | NC | SoINCPower6, LLC | 59856 | SUN1 | 36.443 | -76.581 | 0 | OP | PV | SUN | 5 | 0.245 | 10736 | 5399 | 97890 | 9.1179
16751 | 2018 | 6408 | 17132.4412 | NC | Solar Star North Carolina II LLC | 57435 | 1 | 36.425 | -77.064 | 0 | OP | PV | SUN | 1.3 | 0.164 | 1869.2 | 940 | 17043.4 | 9.118
16752 | 2018 | 6408 | 17132.4412 | NC | Solar Star North Carolina II LLC | 57435 | 2 | 36.425 | -77.064 | 0 | OP | PV | SUN | 1.3 | 0.164 | 1869.2 | 940 | 17043.4 | 9.118
16753 | 2018 | 6408 | 17132.4412 | NC | Solar Star North Carolina II LLC | 57435 | 3 | 36.425 | -77.064 | 0 | OP | PV | SUN | 1.3 | 0.164 | 1869.2 | 940 | 17043.4 | 9.118
16754 | 2018 | 6408 | 17132.4412 | NC | Solar Star North Carolina II LLC | 57435 | 4 | 36.425 | -77.064 | 0 | OP | PV | SUN | 1.3 | 0.164 | 1869.2 | 940 | 17043.4 | 9.118
16755 | 2018 | 6408 | 17132.4412 | NC | Solar Star North Carolina II LLC | 57435 | 5 | 36.425 | -77.064 | 0 | OP | PV | SUN | 1.3 | 0.164 | 1869.2 | 940 | 17043.4 | 9.118
16756 | 2018 | 28999 | 1916.1774 | NC | Soluga Farms 1 | 59191 | 1 | 35.2431 | -78.3869 | 0 | OP | PV | SUN | 5 | 0.201 | 8825 | 4438 | 80466 | 9.118
16757 | 2018 | 9820 | 9709.3152 | NC | Soluga Farms 2 LLC | 59192 | 1 | 34.5 | -78.6892 | 0 | OP | PV | SUN | 5 | 0.197 | 8613 | 4331 | 78533 | 9.118
16758 | 2018 | 6902 | 12903.6318 | NC | Soluga Farms III | 60580 | 1 | 35.2193 | -78.6733 | 0 | OP | PV | SUN | 5 | 0.215 | 9425 | 4740 | 85937 | 9.118
16759 | 2018 | 6902 | 12928.1742 | NC | Soluga Farms IV | 59934 | SFIV | 35.2187 | -78.6695 | 0 | OP | PV | SUN | 3.4 | 0.06 | 1792 | 512 | 16340 | 9.1183
16760 | 2018 | 9873 | 24904.8644 | NC | Sonne One | 58782 | PV1 | 35.4372 | -77.8336 | 0 | OP | PV | SUN | 5 | 0.202 | 8830 | 4440 | 80511 | 9.1179
16761 | 2018 | 15632 | 5202.2712 | NC | Sonne Two | 58829 | PV1 | 35.6567 | -81.1836 | 0 | OP | PV | SUN | 5 | 0.223 | 9774 | 4915 | 89118 | 9.1179
16762 | 2018 | 6684 | 9774.476 | NC | Sophie Solar | 58745 | PV1 | 35.305 | -81.6969 | 0 | OP | PV | SUN | 4.5 | 0.193 | 7620 | 3832 | 69480 | 9.1181
16763 | 2018 | 9859 | 13216.5208 | NC | Soul City Solar | 59606 | FLS1 | 36.25 | -78.25 | 0 | OP | PV | SUN | 3.5 | 0.173 | 5295 | 2663 | 48280 | 9.118
16764 | 2018 | 28666 | 1153.8364 | NC | South Atlantic Services Solar Farm I | 60798 | PV1 | 34.2902 | -77.9757 | 0 | OP | PV | SUN | 1.6 | 0.204 | 2859 | 1438 | 26069 | 9.1182
16765 | 2018 | 6699 | 24901.9894 | NC | South Louisburg Solar | 59825 | 5MWPV | 36.057 | -78.308 | 0 | OP | PV | SUN | 5 | 0.224 | 9816 | 4936 | 89502 | 9.118
16766 | 2018 | 9849 | 1288.1686 | NC | South Robeson Farm | 58273 | SROB | 34.5611 | -79.281 | 0 | OP | PV | SUN | 5 | 0.195 | 8544 | 4297 | 77904 | 9.118
16767 | 2018 | 6964 | 859.5188 | NC | South Winston Farm, LLC | 60409 | SWFPV | 36.0288 | -80.302 | 0 | OP | PV | SUN | 5.2 | 0.196 | 8939 | 4495 | 81505 | 9.1179
16768 | 2018 | 9859 | 2746.3337 | NC | Southerland Farm Solar | 60553 | 1 | 36.2656 | -78.3678 | 0 | OP | PV | SUN | 5 | 0.172 | 7551 | 3797 | 68851 | 9.1181
16769 | 2018 | 9851 | 1932.9819 | NC | Soy Solar | 59571 | PV1 | 34.58 | -79.0444 | 0 | CN | PV | SUN | 5 |  |  |  |  | -
16770 | 2018 | 15775 | 1266.6323 | NC | Speedway Solar NC, LLC | 62821 | GEN1 | 35.218 | -80.536 | 0 | P | PV | SUN | 22.6 |  |  |  |  | -
16771 | 2018 | 6685 | 2944.5366 | NC | Spencer Farm, LLC | 61220 | 1 | 35.7129 | -80.4079 | 0 | OP | PV | SUN | 5 | 0.204 | 8929 | 4490 | 81414 | 9.1179
16772 | 2018 | 14626 | 10203.6693 | NC | Spicewood Solar Farm LLC | 59109 | 1 | 35.3025 | -79.7017 | 0 | OP | PV | SUN | 5 | 0.192 | 8416 | 4232 | 76738 | 9.1181
16773 | 2018 | 28766 | 6936.3465 | NC | Spring Valley Farm 2, LLC | 59593 | PV1 | 36.3711 | -78.4153 | 0 | OP | PV | SUN | 5 | 0.208 | 9114 | 4583 | 83099 | 9.1177
16774 | 2018 | 15226 | 13524.1681 | NC | St. Pauls Solar 1, LLC | 60396 | FLS1 | 34.7716 | -78.9836 | 0 | OP | PV | SUN | 4.9 | 0.217 | 9319 | 4686 | 84971 | 9.118
16775 | 2018 | 15226 | 13865.7221 | NC | St. Pauls Solar 2 | 61156 | STPAU | 34.7691 | -78.981 | 0 | OP | PV | SUN | 5 | 0.213 | 9322 | 4688 | 84998 | 9.118
16776 | 2018 | 28766 | 12160.1614 | NC | Stagecoach Solar | 59604 | FLS1 | 36.4147 | -78.4597 | 0 | OP | PV | SUN | 5 | 0.179 | 7852 | 3949 | 71595 | 9.1181
16777 | 2018 | 28766 | 12865.8152 | NC | Stainback Solar Farm | 60257 | INV1 | 36.3953 | -78.3283 | 0 | OP | PV | SUN | 5 | 0.21 | 9213 | 4633 | 84005 | 9.1181
16778 | 2018 | 1517 | 2058.6008 | NC | Star Solar | 58746 | PV1 | 36.08 | -78.8239 | 0 | OP | PV | SUN | 5 | 0.212 | 9303 | 4678 | 84826 | 9.1181
16779 | 2018 | 13956 | 872.5134 | NC | Starr | 62602 | STARR | 35.0154 | -78.3508 | 0 | V | PV | SUN | 5 |  |  |  |  | -
16781 | 2018 | 4473 | 10253.4803 | NC | Statesville Solar | 61535 | GEN1 | 35.7397 | -80.7124 | 0 | OP | PV | SUN | 5 | 0.203 | 8891 | 4471 | 81069 | 9.1181
16783 | 2018 | 10017 | 17199.9501 | NC | Stikeleather Farm | 59595 | PV1 | 35.9022 | -81.1061 | 0 | OP | PV | SUN | 5 | 0.206 | 9007 | 4529 | 82127 | 9.1181
16784 | 2018 | 9851 | 2067.273 | NC | Stone Solar | 61085 | 1 | 34.5831 | -79.0318 | 0 | OP | PV | SUN | 5 | 0.219 | 9578 | 4817 | 87331 | 9.1179
16785 | 2018 | 6978 | 9747.5166 | NC | Stony Knoll Solar, LLC | 62820 | GEN1 | 36.288 | -80.656 | 0 | P | PV | SUN | 22.6 |  |  |  |  | -
16786 | 2018 | 1850 | 16708.3586 | NC | Stout Farm | 59581 | PV1 | 36.0792 | -79.1997 | 0 | OP | PV | SUN | 5 | 0.195 | 8526 | 4288 | 77741 | 9.1181
16787 | 2018 | 6422 | 26830.1945 | NC | Sugar Run Solar | 60189 | SRS15 | 36.4378 | -76.5978 | 0 | OP | PV | SUN | 5 | 0.222 | 9743 | 4900 | 88836 | 9.1179
16788 | 2018 | 3087 | 6084.3797 | NC | Summit Farms Solar | 60611 | PV1 | 36.4765 | -76.136 | 0 | OP | PV | SUN | 60 | 0.218 | 114754 | 58603 | 1046328 | 9.118
16789 | 2018 | 6403 | 3643.1294 | NC | Sun Devil Solar | 59505 | PV1 | 36.432 | -77.9703 | 0 | OP | PV | SUN | 5 | 0.192 | 8422 | 4235 | 76792 | 9.118
16790 | 2018 | 6422 | 7320.6034 | NC | Sun Farm V, LLC | 61287 | SF5PV | 36.1606 | -76.4894 | 0 | OP | PV | SUN | 5 | 0.003 | 143 | 0 | 1304 | 9.1189
16791 | 2018 | 6422 | 12704.8083 | NC | Sun Farm VI, LLC | 61842 | PV1 | 36.1144 | -76.5078 | 0 | OP | PV | SUN | 5 | 0.012 | 511 | 0 | 4659 | 9.1174
16792 | 2018 | 28666 | 525.0206 | NC | SunEdison LV Sutton Plant Site | 56938 | NCP1 | 34.2867 | -77.9814 | 0 | OP | PV | SUN | 1.2 | 0.089 | 936 | 471 | 8534 | 9.1175
16793 | 2018 | 6677 | 28465.5556 | NC | SunEnergy1-Scotland Neck, LLC | 59898 | SE1SN | 36.125 | -77.4091 | 0 | OP | PV | SUN | 3 | 0.209 | 5490 | 2761 | 50059 | 9.1182
16794 | 2018 | 6905 | 3629.6547 | NC | Sunfish Farm | 58864 | 1 | 35.5581 | -78.7358 | 0 | OP | PV | SUN | 5 | 0.196 | 8574 | 4312 | 78177 | 9.1179
16795 | 2018 | 6681 | 5220.1459 | NC | Sunflower Solar | 60638 | NC160 | 36.395 | -77.593 | 0 | OP | PV | SUN | 16 | 0.197 | 27554 | 13857 | 251237 | 9.118
16796 | 2018 | 9995 | 470.3046 | NC | Sweetgum Solar | 59824 | 5732 | 35.4583 | -79.1811 | 0 | OP | PV | SUN | 5 | 0.211 | 9261 | 4657 | 84442 | 9.118
16797 | 2018 | 28719 | 1297.2133 | NC | Tamworth Holdings | 60394 | PV1 | 34.7456 | -78.4212 | 0 | L | PV | SUN | 5 |  |  |  |  | -
16798 | 2018 | 6692 | 4164.7552 | NC | Tanager Holdings | 60691 | PV1 | 35.7527 | -79.7846 | 0 | L | PV | SUN | 5 |  |  |  |  | -
16799 | 2018 | 6677 | 5131.7257 | NC | Tarboro Solar | 59648 | 5MWPV | 35.8581 | -77.4992 | 0 | OP | PV | SUN | 5 | 0.22 | 9623 | 4839 | 87743 | 9.1181
16800 | 2018 | 6902 | 14630.7656 | NC | Tart Farm | 59583 | PV1 | 35.2044 | -78.6811 | 0 | OP | PV | SUN | 5 | 0.203 | 8887 | 4469 | 81031 | 9.1179
16801 | 2018 | 9858 | 1485.0404 | NC | Tate Solar | 60160 | PV1 | 36.0661 | -78.0296 | 0 | L | PV | SUN | 5 |  |  |  |  | -
16802 | 2018 | 10017 | 20571.4844 | NC | Taylorsville Solar LLC | 57402 | TAY1 | 35.9091 | -81.1525 | 0 | OP | PV | SUN | 1.2 | 0.152 | 1598 | 804 | 14572 | 9.1189
16804 | 2018 | 6893 | 3647.0489 | NC | Thanksgiving Fire Solar Farm, LLC | 62786 | 12087 | 35.701 | -78.327 | 0 | T | PV | SUN | 2 |  |  |  |  | -
16805 | 2018 | 9852 | 5755.7339 | NC | Thigpen Farms Solar, LLC | 60850 | PV1 | 34.7092 | -79.3519 | 0 | T | PV | SUN | 5 |  |  |  |  | -
16806 | 2018 | 9873 | 17351.6245 | NC | Thornton PV1 | 59152 | THOR1 | 35.3958 | -77.6617 | 0 | OP | PV | SUN | 5 | 0.191 | 8362 | 4205 | 76246 | 9.1182
16808 | 2018 | 9850 | 12939.915 | NC | Three Bridge | 62540 | PGR01 | 34.6705 | -79.2001 | 0 | OP | PV | SUN | 2 | 0 | 0 | 0 |  | -
16809 | 2018 | 6977 | 8792.3117 | NC | Tiburon Holdings | 59217 | PV1 | 35.9033 | -80.4169 | 0 | OP | PV | SUN | 5 | 0.209 | 9174 | 4613 | 83649 | 9.1181
16810 | 2018 | 9859 | 24896.597 | NC | Tides Lane Farm | 60429 | PV1 | 36.0694 | -78.2988 | 0 | T | PV | SUN | 3.7 |  |  |  |  | -
16815 | 2018 | 6663 | 8419.6118 | NC | Tolson Solar | 61131 | 12345 | 35.8296 | -77.6159 | 0 | OP | PV | SUN | 3 | 0.216 | 5675 | 2854 | 51744 | 9.1179
16816 | 2018 | 15630 | 19233.4264 | NC | Tower Solar Center LLC | 59159 | TSC 1 | 35.4889 | -81.4211 | 0 | IP | PV | SUN | 5 |  |  |  |  | -
16817 | 2018 | 9869 | 548.16 | NC | Town of Cary | 59377 | CARY1 | 34.8239 | -77.9697 | 0 | OP | PV | SUN | 1.5 | 0.17 | 2234 | 1123 | 20369 | 9.1177
16818 | 2018 | 6890 | 13478.9422 | NC | Tracy Solar | 59498 | PV1 | 35.7998 | -78.1398 | 0 | OP | PV | SUN | 10 | 0.211 | 18497 | 9302 | 168654 | 9.1179
16819 | 2018 | 7031 | 10724.5572 | NC | Trinity Solar | 60291 | PV1 | 35.8702 | -79.9282 | 0 | IP | PV | SUN | 5 |  |  |  |  | -
16820 | 2018 | 9412 | 13057.3431 | NC | Tripple State Farm | 61086 | 1 | 35.735 | -80.7749 | 0 | OP | PV | SUN | 5 | 0.216 | 9459 | 4757 | 86247 | 9.118
16825 | 2018 | 9850 | 7570.8834 | NC | Turkey Branch Solar LLC | 58670 | TURKY | 34.5244 | -79.1044 | 0 | OP | PV | SUN | 5 | 0.202 | 8839 | 4445 | 80596 | 9.1182
16826 | 2018 | 6405 | 13547.5105 | NC | Turkey Creek PV1 | 60000 | TRKCK | 36.4414 | -77.1356 | 0 | OP | PV | SUN | 13.5 | 0.19 | 22448 | 11289 | 204680 | 9.118
16831 | 2018 | 9868 | 3251.2731 | NC | TWE Chocowinity Solar, LLC | 60048 | FLS1 | 35.5017 | -77.1056 | 0 | OP | PV | SUN | 4.5 | 0.176 | 6954 | 3497 | 63408 | 9.1182
16832 | 2018 | 9480 | 1738.0981 | NC | TWE New Bern Solar Project, LLC | 60191 | FLS1 | 35.1543 | -77.1343 | 0 | OP | PV | SUN | 4 | 0.178 | 6237 | 3137 | 56869 | 9.118
16833 | 2018 | 15628 | 4323.7924 | NC | Two Lines Farm | 58348 | 1 | 35.6292 | -81.3267 | 0 | OP | PV | SUN | 5 | 0.194 | 8488 | 4268 | 77393 | 9.1179
16834 | 2018 | 6422 | 317.6164 | NC | Two Mile Desert Project | 60510 | PV1 | 36.22 | -76.46 | 0 | T | PV | SUN | 16.2 |  |  |  |  | -
16835 | 2018 | 6422 | 66.1855 | NC | Two Mile Solar | 59427 | TMS1 | 36.2231 | -76.4619 | 0 | OP | PV | SUN | 5 | 0.203 | 8879 | 4465 | 80959 | 9.118
16836 | 2018 | 10707 | 1374.2652 | NC | Tyler Solar | 60970 | PV1 | 36.2852 | -78.6096 | 0 | IP | PV | SUN | 5 |  |  |  |  | -
16838 | 2018 | 6408 | 16855.7004 | NC | Underwood PV2 | 60998 | UNWD2 | 36.4194 | -77.0495 | 0 | L | PV | SUN | 16 |  |  |  |  | -
16843 | 2018 | 28954 | 1971.874 | NC | Upchurch Solar Center LLC | 58812 | USC1 | 35.7819 | -77.8839 | 0 | OP | PV | SUN | 5 | 0.201 | 8797 | 4424 | 80212 | 9.1181
16850 | 2018 | 28954 | 1716.3062 | NC | Van Slyke Solar Center, LLC | 59761 | VSLYK | 35.777 | -77.8805 | 0 | OP | PV | SUN | 5 | 0.207 | 9059 | 4556 | 82600 | 9.118
16851 | 2018 | 9859 | 3030.7578 | NC | Vance Solar Farm, LLC | 59928 | NB007 | 36.2585 | -78.412 | 0 | OP | PV | SUN | 5 | 0.194 | 8492 | 4271 | 77431 | 9.1181
16852 | 2018 | 6405 | 15179.7098 | NC | Vaughn Creek PV1 | 60001 | VNCRK | 36.451 | -77.1206 | 0 | OP | PV | SUN | 20 | 0.215 | 37733 | 18975 | 344050 | 9.118
16853 | 2018 | 10015 | 913.2129 | NC | Vickers | 59190 | 1 | 35.8233 | -79.0803 | 0 | OP | PV | SUN | 2 | 0.211 | 3691 | 1856 | 33653 | 9.1176
16854 | 2018 | 9859 | 6613.5289 | NC | Vicksburg Solar | 59605 | FLS1 | 36.325 | -78.3431 | 0 | OP | PV | SUN | 5 | 0.196 | 8573 | 4311 | 78169 | 9.118
16855 | 2018 | 15777 | 16569.5689 | NC | Violet Solar | 60961 | PV1 | 35.4011 | -80.4185 | 0 | OP | PV | SUN | 5 | 0 | 9 | 0 | 82 | 9.1111
16856 | 2018 | 9885 | 4879.2264 | NC | Viper Solar | 60920 | PV1 | 34.9349 | -78.9622 | 0 | OP | PV | SUN | 2 | 0.218 | 3811 | 1916 | 34750 | 9.1183
16864 | 2018 | 4496 | 14998.2548 | NC | Waco Farm | 58863 | 1 | 35.3522 | -81.4261 | 0 | OP | PV | SUN | 5 | 0.199 | 8703 | 4377 | 79354 | 9.118
16865 | 2018 | 10051 | 4047.3011 | NC | Wadesboro 4 | 62627 | WADE4 | 35.1022 | -80.122 | 0 | V | PV | SUN | 2.2 |  |  |  |  | -
16866 | 2018 | 10052 | 1125.2261 | NC | Wadesboro Farm 1 | 61087 | 1 | 34.9911 | -80.0973 | 0 | OP | PV | SUN | 5 | 0.207 | 9062 | 4557 | 82628 | 9.1181
16867 | 2018 | 10052 | 3557.6571 | NC | Wadesboro Farm 2 | 60575 | 1 | 35.0234 | -80.0932 | 0 | OP | PV | SUN | 5 | 0.216 | 9439 | 4747 | 86065 | 9.118
16868 | 2018 | 10052 | 3997.9522 | NC | Wadesboro Farm 3 | 60576 | 1 | 34.9694 | -80.051 | 0 | OP | PV | SUN | 5 | 0.215 | 9435 | 4745 | 86027 | 9.1179
16869 | 2018 | 10052 | 5501.5418 | NC | Wadesboro Solar | 61129 | 12347 | 34.9739 | -80.029 | 0 | OP | PV | SUN | 5 | 0.089 | 3917 | 1970 | 35718 | 9.1187
16870 | 2018 | 6670 | 2756.4242 | NC | Wagstaff Farm 1 | 58862 | 1 | 36.4586 | -78.9567 | 0 | OP | PV | SUN | 5 | 0.201 | 8782 | 4416 | 80074 | 9.118
16895 | 2018 | 12414 | 3030.859 | NC | Wakefield Solar | 61536 | GEN1 | 35.8142 | -78.3124 | 0 | OP | PV | SUN | 5 | 0.217 | 9487 | 4771 | 86502 | 9.118
16896 | 2018 | 9419 | 3821.5372 | NC | Wallace | 59050 | GEN 1 | 34.7581 | -77.9717 | 0 | OP | PV | SUN | 2 | 0.191 | 3340 | 1680 | 30453 | 9.1177
16897 | 2018 | 9418 | 3171.9001 | NC | Wallace Solar 2 | 60090 | 2MWPV | 34.743 | -78.005 | 0 | CN | PV | SUN | 1.9 |  |  |  |  | -
16901 | 2018 | 9851 | 7621.9277 | NC | Walters Solar (FLS 260) | 59603 | FLS1 | 34.4969 | -79.0489 | 0 | OP | PV | SUN | 5 | 0.204 | 8937 | 4494 | 81488 | 9.118
16902 | 2018 | 4496 | 9926.2893 | NC | Warbler Holdings | 60393 | PV1 | 35.3188 | -81.6239 | 0 | L | PV | SUN | 4 |  |  |  |  | -
16905 | 2018 | 28999 | 84.02 | NC | Warren Solar Farm LLC | 62223 | 10423 | 35.252 | -78.369 | 0 | U | PV | SUN | 5 |  |  |  |  | -
16906 | 2018 | 16911 | 8004.7066 | NC | Warrenton Farm | 58312 | 1 | 36.415 | -78.1711 | 0 | OP | PV | SUN | 4 | 0.202 | 7092 | 3566 | 64666 | 9.1182
16907 | 2018 | 16911 | 8167.2078 | NC | Warrenton I Solar | 62100 | PGRI4 | 36.412 | -78.178 | 0 | OP | PV | SUN | 4.9 | 0 | 0 | 0 |  | -
16908 | 2018 | 9870 | 3171.169 | NC | Warsaw Farm | 58848 | 1 | 35.0056 | -78.1258 | 0 | OP | PV | SUN | 65 | 0.198 | 112927 | 56789 | 1029669 | 9.118
16909 | 2018 | 9870 | 1711.7268 | NC | Warsaw I | 59119 | PV1 | 35.01 | -78.11 | 0 | OP | PV | SUN | 2 | 0.193 | 3385 | 1702 | 30864 | 9.1179
16910 | 2018 | 9870 | 3773.1612 | NC | Warsaw II | 59120 | PV1 | 35.01 | -78.05 | 0 | OP | PV | SUN | 2 | 0.198 | 3464 | 1742 | 31584 | 9.1178
16911 | 2018 | 9868 | 11690.2373 | NC | Washington Airport Solar LLC | 58845 | 1 | 35.5653 | -77.0536 | 0 | OP | PV | SUN | 5 | 0.208 | 9089 | 4571 | 82875 | 9.1182
16912 | 2018 | 9862 | 14781.2014 | NC | Washington Millfield Solar, LLC | 58846 | 1 | 35.4994 | -76.8336 | 0 | OP | PV | SUN | 5 | 0.21 | 9189 | 4621 | 83786 | 9.1181
16913 | 2018 | 7011 | 7466.5663 | NC | Washington Solar | 60948 | PV1 | 36.272 | -79.7925 | 0 | P | PV | SUN | 5 |  |  |  |  | -
16914 | 2018 | 9862 | 15852.442 | NC | Washington White Post Solar LLC | 58135 | 1 | 35.5052 | -76.8484 | 0 | OP | PV | SUN | 12.4 | 0.197 | 21361 | 10742 | 194770 | 9.118
16920 | 2018 | 6404 | 1827.8471 | NC | Watson Seed Farm PV1 | 59153 | WAT1 | 36.1297 | -77.7214 | 0 | OP | PV | SUN | 20 | 0.198 | 34766 | 17483 | 316996 | 9.118
16921 | 2018 | 9852 | 6069.9061 | NC | Watts Farm | 58317 | 1 | 34.7269 | -79.3353 | 0 | OP | PV | SUN | 5 | 0.192 | 8398 | 4223 | 76573 | 9.118
16927 | 2018 | 9488 | 4451.0094 | NC | Wayne Solar I LLC | 60602 | WYN1 | 35.2211 | -78.019 | 0 | OP | PV | SUN | 5 | 0.195 | 8525 | 4287 | 77731 | 9.118
16928 | 2018 | 9487 | 2183.4421 | NC | Wayne Solar II LLC | 60598 | WYN2 | 35.3156 | -78.0795 | 0 | OP | PV | SUN | 5 | 0.198 | 8673 | 4362 | 79081 | 9.1181
16929 | 2018 | 9488 | 16135.3539 | NC | Wayne Solar III LLC | 60597 | WYN3 | 35.3244 | -77.8712 | 0 | OP | PV | SUN | 5 | 0.183 | 8035 | 4041 | 73264 | 9.1181
16930 | 2018 | 340 | 1361.1013 | NC | Wellons Farm | 59584 | PV1 | 35.5117 | -78.2911 | 0 | OP | PV | SUN | 5 | 0.234 | 10256 | 5158 | 93514 | 9.118
16931 | 2018 | 6893 | 4727.7028 | NC | Wendell Solar Farm LLC | 62595 | 10424 | 35.7346 | -78.355 | 0 | V | PV | SUN | 5 |  |  |  |  | -
16932 | 2018 | 4473 | 9251.426 | NC | West Salisbury Farm LLC | 59111 | 1 | 35.6683 | -80.5236 | 0 | OP | PV | SUN | 5 | 0.195 | 8533 | 4291 | 77802 | 9.1178
16933 | 2018 | 6696 | 6109.3411 | NC | West Siler Farm LLC | 59112 | 1 | 35.7214 | -79.5044 | 0 | OP | PV | SUN | 5 | 0.205 | 8965 | 4508 | 81743 | 9.118
16935 | 2018 | 6404 | 1354.18 | NC | Whitakers | 59526 | WHIT1 | 36.1272 | -77.7344 | 0 | OP | PV | SUN | 12 | 0.25 | 26311 | 13231 | 239904 | 9.118
16936 | 2018 | 6404 | 546.3496 | NC | Whitakers Farm (Fisher Rd) | 60438 | 1 | 36.1155 | -77.7251 | 0 | OP | PV | SUN | 3.4 | 0.202 | 6003 | 3019 | 54734 | 9.1178
16937 | 2018 | 1851 | 8615.8474 | NC | White Cross Farm | 58341 | 1 | 35.9071 | -79.1883 | 0 | OP | PV | SUN | 5 | 0.185 | 8091 | 4069 | 73773 | 9.1179
16938 | 2018 | 6405 | 1224.818 | NC | White Farm Solar, LLC | 60363 | WFSPV | 36.3476 | -77.2224 | 0 | OP | PV | SUN | 5.2 | 0.195 | 8903 | 4477 | 81176 | 9.1178
16940 | 2018 | 7026 | 5979.6907 | NC | White Street Renewables | 60364 | WSPV | 36.1045 | -79.7236 | 0 | CN | PV | SUN | 3.4 |  |  |  |  | -
16941 | 2018 | 28990 | 5899.2884 | NC | Whiteville Solar 2 | 60292 | PV1 | 34.2774 | -78.7401 | 0 | IP | PV | SUN | 5 |  |  |  |  | -
16942 | 2018 | 6661 | 15900.7527 | NC | Wilfork Solar | 60162 | PV1 | 35.4326 | -77.9335 | 0 | CN | PV | SUN | 5 |  |  |  |  | -
16943 | 2018 | 9862 | 24855.8754 | NC | Wilkinson Solar LLC | 62544 | GEN1 | 35.5968 | -76.7638 | 0 | P | PV | SUN | 74 |  |  |  |  | -
16944 | 2018 | 9418 | 2462.6663 | NC | Willard Solar | 60287 | PV1 | 34.7025 | -77.9697 | 0 | P | PV | SUN | 5 |  |  |  |  | -
16945 | 2018 | 10029 | 5668.1401 | NC | Williamston Solar | 59176 | 5MWPV | 35.8011 | -77.0631 | 0 | OP | PV | SUN | 5 | 0.206 | 9022 | 4537 | 82262 | 9.1179
16946 | 2018 | 10029 | 7578.7709 | NC | Williamston Speight Solar, LLC | 60787 | SPGHT | 35.8875 | -77.1642 | 0 | OP | PV | SUN | 15 | 0.196 | 25698 | 12923 | 234315 | 9.118
16947 | 2018 | 10029 | 286.5779 | NC | Williamston West Farm, LLC | 60484 | 1 | 35.8365 | -77.108 | 0 | OP | PV | SUN | 4.9 | 0.201 | 8636 | 4343 | 78743 | 9.118
16948 | 2018 | 6897 | 2302.1704 | NC | Willoughby PV1 | 60003 | WILL1 | 35.3547 | -78.6451 | 0 | L | PV | SUN | 20 |  |  |  |  | -
16949 | 2018 | 28954 | 2734.2593 | NC | Wilson Farm 1 | 58342 | 1 | 35.8036 | -77.8736 | 0 | OP | PV | SUN | 5 | 0.176 | 7710 | 3877 | 70301 | 9.1182
16950 | 2018 | 28954 | 9599.0393 | NC | Wilson Solar Farm 1 | 61274 | WISL1 | 35.7 | -77.9 | 0 | OP | PV | SUN | 3.4 | 0.2 | 5966 | 3000 | 54397 | 9.1178
16951 | 2018 | 6892 | 7260.6829 | NC | Wilson Solar Farm 2 | 61275 | WILS2 | 35.683 | -78.016 | 0 | OP | PV | SUN | 5 | 0.196 | 8581 | 4315 | 78242 | 9.1181
16952 | 2018 | 6890 | 876.9642 | NC | Wilson Solar Farm 3 | 61276 | WILS3 | 35.78 | -78 | 0 | OP | PV | SUN | 10 | 0.185 | 16180 | 8137 | 147531 | 9.1181
16953 | 2018 | 6892 | 5183.3968 | NC | Wilson Solar Farm 4 | 61277 | WILS4 | 35.7 | -78 | 0 | OP | PV | SUN | 10 | 0.192 | 16789 | 8443 | 153082 | 9.118
16954 | 2018 | 28954 | 11208.4704 | NC | Wilson Solar Farm 5 | 61278 | WILS5 | 35.68 | -77.87 | 0 | OP | PV | SUN | 10 | 0.194 | 17016 | 8557 | 155151 | 9.1179
16955 | 2018 | 28954 | 11208.4704 | NC | Wilson Solar Farm 6 | 61279 | WILS6 | 35.68 | -77.87 | 0 | OP | PV | SUN | 10 | 0.211 | 18523 | 9315 | 168893 | 9.118
16956 | 2018 | 6892 | 434.1478 | NC | Wilson Solar Farm 7 | 61280 | WILS7 | 35.75 | -78 | 0 | OP | PV | SUN | 10 | 0.196 | 17185 | 8642 | 156694 | 9.1181
16957 | 2018 | 29023 | 1562.3 | NC | Windsor Cooper HIill Solar, LLC | 58847 | 1 | 35.9819 | -76.9178 | 0 | OP | PV | SUN | 5 | 0.19 | 8315 | 4181 | 75817 | 9.1181
16958 | 2018 | 29023 | 3447.3412 | NC | Windsor Solar | 59171 | 5MWPV | 36.0169 | -76.8831 | 0 | OP | PV | SUN | 5 | 0.213 | 9336 | 4695 | 85125 | 9.1179
16959 | 2018 | 6423 | 4104.2892 | NC | Winton Solar | 59177 | 5MWPV | 36.375 | -76.9389 | 0 | OP | PV | SUN | 5 | 0.21 | 9179 | 4616 | 83693 | 9.1179
16960 | 2018 | 6423 | 3911.9011 | NC | Winton Solar 2 | 61188 | PV1 | 36.372 | -76.937 | 0 | CN | PV | SUN | 1 |  |  |  |  | -
16962 | 2018 | 16404 | 1110.1396 | NC | Woodland Church Farm | 59586 | PV1 | 35.0583 | -77.8536 | 0 | OP | PV | SUN | 5 | 0.2 | 8771 | 4411 | 79974 | 9.118
16963 | 2018 | 6405 | 645.0628 | NC | Woodland Solar | 59175 | 5MWPV | 36.3419 | -77.2211 | 0 | OP | PV | SUN | 5 | 0.2 | 8763 | 4407 | 79902 | 9.1181
16964 | 2018 | 4473 | 699.2366 | NC | Woodleaf Solar Facility | 62304 | PV1 | 35.7244 | -80.6084 | 0 | OP | PV | SUN | 6 | 0 | 0 | 0 |  | -
16968 | 2018 | 28766 | 6451.5732 | NC | Wortham Solar Farm | 60361 | INV1 | 36.3525 | -78.3763 | 0 | OP | PV | SUN | 5 | 0.201 | 8783 | 4417 | 80082 | 9.1178
16969 | 2018 | 1500 | 2260.3665 | NC | XPF Solar Field | 59146 | PV1 | 35.9117 | -78.8733 | 0 | OP | PV | SUN | 3 | 0.177 | 4641 | 2334 | 42316 | 9.1179
16970 | 2018 | 6978 | 808.3606 | NC | Yadkin 601 Farm | 59587 | PV1 | 36.1992 | -80.6972 | 0 | OP | PV | SUN | 3 | 0.201 | 5283 | 2657 | 48170 | 9.1179
16971 | 2018 | 6984 | 3568.5513 | NC | Yadkinville Solar | 59950 | YAK | 36.1373 | -80.596 | 0 | OP | PV | SUN | 3.5 | 0.205 | 6291 | 3164 | 57362 | 9.1181
16972 | 2018 | 10058 | 5033.6119 | NC | Yanceyville Farm | 58343 | 1 | 36.4394 | -79.2789 | 0 | OP | PV | SUN | 5 | 0.189 | 8290 | 4169 | 75587 | 9.1179
16973 | 2018 | 10058 | 678.9882 | NC | Yanceyville Farm 2 LLC | 59113 | 1 | 36.4139 | -79.3169 | 0 | OP | PV | SUN | 5 | 0.201 | 8792 | 4421 | 80166 | 9.1181
16974 | 2018 | 10058 | 3480.1682 | NC | Yanceyville Farm 3, LLC | 60240 | 1 | 36.4286 | -79.3489 | 0 | OP | PV | SUN | 4.9 | 0.201 | 8626 | 4338 | 78651 | 9.1179
16975 | 2018 | 4517 | 11240.156 | NC | York Road Solar I, LLC | 60107 | YORK | 35.2222 | -81.3337 | 0 | OP | PV | SUN | 2 | 0.203 | 3550 | 1785 | 32369 | 9.118
16976 | 2018 | 15226 | 8524.3286 | NC | ZV Solar 1 | 60980 | PV1 | 34.8 | -79.2 | 0 | OP | PV | SUN | 5 | 0.221 | 9678 | 4867 | 88243 | 9.1179
16977 | 2018 | 15226 | 8018.2275 | NC | ZV Solar 2, LLC | 61257 | ZV204 | 34.816 | -79.2 | 0 | OP | PV | SUN | 4.9 | 0.21 | 9024 | 4538 | 82281 | 9.118
16978 | 2018 | 15226 | 8034.1648 | NC | ZV Solar 3, LLC | 60549 | ZV3 | 34.8162 | -79.2002 | 0 | OP | PV | SUN | 5 | 0.215 | 9396 | 4725 | 85673 | 9.118
15770 | 2018 | 7011 | 14876.6393 | NC | Avalon Hydropower | 54801 | GEN1 | 36.4237 | -79.9525 | 0 | OP | HY | WAT | 0.8 | 0.462 | 3238.667 | 1232 | 29530.667 | 9.1182
15771 | 2018 | 7011 | 14876.6393 | NC | Avalon Hydropower | 54801 | GEN2 | 36.4237 | -79.9525 | 0 | OP | HY | WAT | 0.3 | 0.462 | 1214.5 | 462 | 11074 | 9.1182
15772 | 2018 | 7011 | 14876.6393 | NC | Avalon Hydropower | 54801 | GEN3 | 36.4237 | -79.9525 | 0 | OP | HY | WAT | 0.1 | 0.462 | 404.833 | 154 | 3691.333 | 9.1182
15786 | 2018 | 6024 | 4199.3012 | NC | Bear Creek Dam | 2741 | 1 | 35.2427 | -83.072 | 0 | OP | HY | WAT | 9 | 0.472 | 37232 | 14268 | 339482 | 9.118
15815 | 2018 | 29024 | 4193.5272 | NC | Blewett | 2707 | 1 | 34.9833 | -79.8775 | 0 | OP | HY | WAT | 3.2 | 0.41 | 11494.894 | 4404.943 | 1410 | 0.12266
15816 | 2018 | 29024 | 4193.5272 | NC | Blewett | 2707 | 2 | 34.9833 | -79.8775 | 0 | OP | HY | WAT | 3.2 | 0.41 | 11494.894 | 4404.943 | 3989 | 0.34702
15817 | 2018 | 29024 | 4193.5272 | NC | Blewett | 2707 | 3 | 34.9833 | -79.8775 | 0 | OP | HY | WAT | 3.2 | 0.41 | 11494.894 | 4404.943 | 5648 | 0.49135
15818 | 2018 | 29024 | 4193.5272 | NC | Blewett | 2707 | 4 | 34.9833 | -79.8775 | 0 | OP | HY | WAT | 5 | 0.41 | 17960.772 | 6882.724 | 6249 | 0.34792
15819 | 2018 | 29024 | 4193.5272 | NC | Blewett | 2707 | 5 | 34.9833 | -79.8775 | 0 | OP | HY | WAT | 5 | 0.41 | 17960.772 | 6882.724 | 104810.407 | 5.8355
15820 | 2018 | 29024 | 4193.5272 | NC | Blewett | 2707 | 6 | 34.9833 | -79.8775 | 0 | OP | HY | WAT | 5 | 0.41 | 17960.772 | 6882.724 | 104810.407 | 5.8355
15841 | 2018 | 16289 | 54.1362 | NC | Bridgewater | 2719 | 1 | 35.7428 | -81.8372 | 0 | OP | HY | WAT | 13 | 0.485 | 55228.881 | 21164.188 | 503576.823 | 9.118
15842 | 2018 | 16289 | 54.1362 | NC | Bridgewater | 2719 | 2 | 35.7428 | -81.8372 | 0 | OP | HY | WAT | 13 | 0.485 | 55228.881 | 21164.188 | 503576.823 | 9.118
15843 | 2018 | 16289 | 54.1362 | NC | Bridgewater | 2719 | 3 | 35.7428 | -81.8372 | 0 | OP | HY | WAT | 1.7 | 0.485 | 7222.238 | 2767.625 | 65852.354 | 9.118
15911 | 2018 | 6024 | 1680.3077 | NC | Cedar Cliff | 2743 | 1 | 35.2531 | -83.0983 | 0 | OP | HY | WAT | 6.4 | 0.492 | 27610 | 10580 | 251748 | 9.118
15919 | 2018 | 13721 | 57479.9698 | NC | Chatuge | 2778 | 1 | 35.0191 | -83.7914 | 0 | OP | HY | WAT | 13.2 | 0.312 | 36086 | 13828 | 329032 | 9.118
15922 | 2018 | 7798 | 77704.6267 | NC | Cheoah | 54899 | 1A | 35.4478 | -83.9383 | 0 | OP | HY | WAT | 27.5 | 0.47 | 113122.429 | 43349.429 |  | -
15923 | 2018 | 7798 | 77704.6267 | NC | Cheoah | 54899 | 2A | 35.4478 | -83.9383 | 0 | OP | HY | WAT | 27.5 | 0.47 | 113122.429 | 43349.429 | 1031449.964 | 9.118
15924 | 2018 | 7798 | 77704.6267 | NC | Cheoah | 54899 | 3A | 35.4478 | -83.9383 | 0 | OP | HY | WAT | 27.5 | 0.47 | 113122.429 | 43349.429 |  | -
15925 | 2018 | 7798 | 77704.6267 | NC | Cheoah | 54899 | 4A | 35.4478 | -83.9383 | 0 | OP | HY | WAT | 27.5 | 0.47 | 113122.429 | 43349.429 | 1031449.964 | 9.118
15926 | 2018 | 7798 | 77704.6267 | NC | Cheoah | 54899 | 5 | 35.4478 | -83.9383 | 0 | OP | HY | WAT | 30 | 0.47 | 123406.286 | 47290.286 |  | -
15927 | 2018 | 7798 | 77704.6267 | NC | Cheoah | 54899 | 1 | 35.4478 | -83.9383 | 0 | RE | HY | WAT | 20 |  |  |  | 1031449.964 | #DIV/0!
15928 | 2018 | 7798 | 77704.6267 | NC | Cheoah | 54899 | 2 | 35.4478 | -83.9383 | 0 | RE | HY | WAT | 20 |  |  |  |  | -
15929 | 2018 | 7798 | 77704.6267 | NC | Cheoah | 54899 | 3 | 35.4478 | -83.9383 | 0 | RE | HY | WAT | 20 |  |  |  | 1031449.964 | #DIV/0!
15930 | 2018 | 7798 | 77704.6267 | NC | Cheoah | 54899 | 4 | 35.4478 | -83.9383 | 0 | RE | HY | WAT | 20 |  |  |  | 1125218.143 | #DIV/0!
15971 | 2018 | 6646 | 837.0571 | NC | Cowans Ford | 2722 | 1 | 35.4346 | -80.9588 | 0 | OP | HY | WAT | 87.5 | 0.102 | 77800.75 | 29813.75 | 709387.25 | 9.118
15972 | 2018 | 6646 | 837.0571 | NC | Cowans Ford | 2722 | 2 | 35.4346 | -80.9588 | 0 | OP | HY | WAT | 87.5 | 0.102 | 77800.75 | 29813.75 | 709387.25 | 9.118
15973 | 2018 | 6646 | 837.0571 | NC | Cowans Ford | 2722 | 3 | 35.4346 | -80.9588 | 0 | OP | HY | WAT | 87.5 | 0.102 | 77800.75 | 29813.75 | 709387.25 | 9.118
15974 | 2018 | 6646 | 837.0571 | NC | Cowans Ford | 2722 | 4 | 35.4346 | -80.9588 | 0 | OP | HY | WAT | 87.5 | 0.102 | 77800.75 | 29813.75 | 709387.25 | 9.118
16070 | 2018 | 15692 | 4350.0577 | NC | Falls Hydro | 54895 | YF1 | 35.3944 | -80.0753 | 0 | OP | HY | WAT | 9 | 0.58 | 45689.331 | 17508.439 | 416595.669 | 9.118
16071 | 2018 | 15692 | 4350.0577 | NC | Falls Hydro | 54895 | YF2 | 35.3944 | -80.0753 | 0 | OP | HY | WAT | 11.2 | 0.58 | 56857.834 | 21788.28 | 518430.166 | 9.118
16072 | 2018 | 15692 | 4350.0577 | NC | Falls Hydro | 54895 | YF3 | 35.3944 | -80.0753 | 0 | OP | HY | WAT | 11.2 | 0.58 | 56857.834 | 21788.28 | 518430.166 | 9.118
16088 | 2018 | 7798 | 66385.3348 | NC | Fontana Dam | 2779 | 1 | 35.4507 | -83.805 | 0 | OP | HY | WAT | 81 | 0.516 | 365902.792 | 140216.82 | 3336301.59 | 9.118
16089 | 2018 | 7798 | 66385.3348 | NC | Fontana Dam | 2779 | 2 | 35.4507 | -83.805 | 0 | OP | HY | WAT | 92.7 | 0.516 | 418755.417 | 160470.36 | 3818211.82 | 9.118
16090 | 2018 | 7798 | 66385.3348 | NC | Fontana Dam | 2779 | 3 | 35.4507 | -83.805 | 0 | OP | HY | WAT | 81 | 0.516 | 365902.792 | 140216.82 | 3336301.59 | 9.118
16093 | 2018 | 13721 | 23616.26 | NC | Franklin (NC) | 2745 | 1 | 35.2194 | -83.3708 | 0 | OP | HY | WAT | 0.5 | 0.425 | 1863 | 714 | 16987 | 9.1181
16094 | 2018 | 13721 | 23616.26 | NC | Franklin (NC) | 2745 | 2 | 35.2194 | -83.3708 | 0 | OP | HY | WAT | 0.5 | 0.425 | 1863 | 714 | 16987 | 9.1181
16115 | 2018 | 6131 | 279.8196 | NC | Gaston | 2756 | 1 | 36.4991 | -77.8115 | 0 | OP | HY | WAT | 44.4 | 0.303 | 117973 | 40417 | 1075677.75 | 9.118
16116 | 2018 | 6131 | 279.8196 | NC | Gaston | 2756 | 2 | 36.4991 | -77.8115 | 0 | OP | HY | WAT | 44.4 | 0.303 | 117973 | 40417 | 1075677.75 | 9.118
16117 | 2018 | 6131 | 279.8196 | NC | Gaston | 2756 | 3 | 36.4991 | -77.8115 | 0 | OP | HY | WAT | 44.4 | 0.303 | 117973 | 40417 | 1075677.75 | 9.118
16118 | 2018 | 6131 | 279.8196 | NC | Gaston | 2756 | 4 | 36.4991 | -77.8115 | 0 | OP | HY | WAT | 44.4 | 0.303 | 117973 | 40417 | 1075677.75 | 9.118
16172 | 2018 | 1851 | 20981.6841 | NC | Haw River Hydro | 10258 | 1 | 35.9483 | -79.3244 | 0 | OP | HY | WAT | 1 | 0.513 | 4490.667 | 1720.667 | 40946 | 9.118
16173 | 2018 | 1851 | 20981.6841 | NC | Haw River Hydro | 10258 | 2 | 35.9483 | -79.3244 | 0 | OP | HY | WAT | 0.5 | 0.513 | 2245.333 | 860.333 | 20473 | 9.118
16192 | 2018 | 6685 | 17621.4744 | NC | High Rock Hydro | 54896 | HR1 | 35.6008 | -80.2339 | 0 | OP | HY | WAT | 11 | 0.528 | 50878.333 | 19497 | 463908.333 | 9.118
16193 | 2018 | 6685 | 17621.4744 | NC | High Rock Hydro | 54896 | HR2 | 35.6008 | -80.2339 | 0 | OP | HY | WAT | 11 | 0.528 | 50878.333 | 19497 | 463908.333 | 9.118
16194 | 2018 | 6685 | 17621.4744 | NC | High Rock Hydro | 54896 | HR3 | 35.6008 | -80.2339 | 0 | OP | HY | WAT | 11 | 0.528 | 50878.333 | 19497 | 463908.333 | 9.118
16195 | 2018 | 4517 | 12861.0293 | NC | High Shoals Hydro (NC) | 10550 | GEN1 | 35.3943 | -81.201 | 0 | OP | HY | WAT | 1.8 | 0.245 | 3860 | 1343 | 35195 | 9.1179
16200 | 2018 | 13721 | 92383.6452 | NC | Hiwassee Dam | 2780 | 1 | 35.1509 | -84.1775 | 0 | OP | HY | WAT | 70.6 | 0.569 | 351812 | 157450 | 3207823 | 9.118
16248 | 2018 | 10129 | 14324.2237 | NC | Ivy River Hydro | 50890 | GEN1 | 35.7716 | -82.6183 | 0 | OS | HY | WAT | 0.2 |  |  |  |  | -
16249 | 2018 | 10129 | 14324.2237 | NC | Ivy River Hydro | 50890 | GEN2 | 35.7716 | -82.6183 | 0 | OS | HY | WAT | 0.2 |  |  |  |  | -
16250 | 2018 | 10129 | 14324.2237 | NC | Ivy River Hydro | 50890 | GEN3 | 35.7716 | -82.6183 | 0 | OS | HY | WAT | 0.2 |  |  |  |  | -
16251 | 2018 | 10129 | 14324.2237 | NC | Ivy River Hydro | 50890 | GEN4 | 35.7716 | -82.6183 | 0 | OS | HY | WAT | 0.2 |  |  |  |  | -
16252 | 2018 | 10129 | 14324.2237 | NC | Ivy River Hydro | 50890 | GEN5 | 35.7716 | -82.6183 | 0 | OS | HY | WAT | 0.2 |  |  |  |  | -
16253 | 2018 | 10129 | 14324.2237 | NC | Ivy River Hydro | 50890 | GEN6 | 35.7716 | -82.6183 | 0 | OS | HY | WAT | 0.2 |  |  |  |  | -
16268 | 2018 | 29015 | 7189.8693 | NC | Jordan Hydroelectric Project | 58390 | EMOD | 35.6547 | -79.0683 | 0 | OP | HY | WAT | 2.2 | 0.267 | 5151.5 | 1974 | 46972 | 9.1181
16269 | 2018 | 29015 | 7189.8693 | NC | Jordan Hydroelectric Project | 58390 | WMOD | 35.6547 | -79.0683 | 0 | OP | HY | WAT | 2.2 | 0.267 | 5151.5 | 1974 | 46972 | 9.1181
16313 | 2018 | 15662 | 21386.4365 | NC | Lake Lure | 2773 | 1 | 35.4259 | -82.184 | 0 | OP | HY | WAT | 1.2 | 0.334 | 3508.667 | 1344.667 | 31993 | 9.1183
16314 | 2018 | 15662 | 21386.4365 | NC | Lake Lure | 2773 | 2 | 35.4259 | -82.184 | 0 | OP | HY | WAT | 2.4 | 0.334 | 7017.333 | 2689.333 | 63986 | 9.1183
16353 | 2018 | 29015 | 4820.9214 | NC | Lockville Hydropower | 10051 | GEN1 | 35.6184 | -79.0912 | 0 | OP | HY | WAT | 0.6 | 0.032 | 169.5 | 65 | 1545.5 | 9.118
16354 | 2018 | 29015 | 4820.9214 | NC | Lockville Hydropower | 10051 | GEN2 | 35.6184 | -79.0912 | 0 | OP | HY | WAT | 0.6 | 0.032 | 169.5 | 65 | 1545.5 | 9.118
16361 | 2018 | 29021 | 8913.2401 | NC | Lookout Shoals | 2726 | 1 | 35.7575 | -81.0894 | 0 | OP | HY | WAT | 8.6 | 0.721 | 54309 | 20811.667 | 495189.333 | 9.118
16362 | 2018 | 29021 | 8913.2401 | NC | Lookout Shoals | 2726 | 2 | 35.7575 | -81.0894 | 0 | OP | HY | WAT | 8.6 | 0.721 | 54309 | 20811.667 | 495189.333 | 9.118
16363 | 2018 | 29021 | 8913.2401 | NC | Lookout Shoals | 2726 | 3 | 35.7575 | -81.0894 | 0 | OP | HY | WAT | 8.6 | 0.721 | 54309 | 20811.667 | 495189.333 | 9.118
16377 | 2018 | 10129 | 11417.7417 | NC | Marshall Dam | 2710 | HC1 | 35.7025 | -82.7106 | 0 | OP | HY | WAT | 2.5 | 0.019 | 406 | 155.5 | 3701.5 | 9.117
16378 | 2018 | 10129 | 11417.7417 | NC | Marshall Dam | 2710 | HC2 | 35.7025 | -82.7106 | 0 | OP | HY | WAT | 2.5 | 0.019 | 406 | 155.5 | 3701.5 | 9.117
16406 | 2018 | 10129 | 1096.1208 | NC | Metropolitan Sewerage District | 10181 | GEN1 | 35.6497 | -82.5992 | 0 | SB | HY | WAT | 0.8 | 0.384 | 2693.333 | 982.667 | 24558 | 9.1181
16407 | 2018 | 10129 | 1096.1208 | NC | Metropolitan Sewerage District | 10181 | GEN2 | 35.6497 | -82.5992 | 0 | OP | HY | WAT | 0.8 | 0.384 | 2693.333 | 982.667 | 24558 | 9.1181
16408 | 2018 | 10129 | 1096.1208 | NC | Metropolitan Sewerage District | 10181 | GEN3 | 35.6497 | -82.5992 | 0 | OP | HY | WAT | 0.8 | 0.384 | 2693.333 | 982.667 | 24558 | 9.1181
16418 | 2018 | 13721 | 69257.2533 | NC | Mission | 2746 | 1 | 35.0647 | -83.9258 | 0 | OP | HY | WAT | 0.6 | 0.342 | 1796 | 688.333 | 16376 | 9.118
16419 | 2018 | 13721 | 69257.2533 | NC | Mission | 2746 | 2 | 35.0647 | -83.9258 | 0 | OP | HY | WAT | 0.6 | 0.342 | 1796 | 688.333 | 16376 | 9.118
16420 | 2018 | 13721 | 69257.2533 | NC | Mission | 2746 | 3 | 35.0647 | -83.9258 | 0 | OP | HY | WAT | 0.6 | 0.342 | 1796 | 688.333 | 16376 | 9.118
16442 | 2018 | 6647 | 2581.5067 | NC | Mountain Island | 2728 | 1 | 35.3339 | -80.9867 | 0 | OP | HY | WAT | 15 | 0.395 | 51875.5 | 19879 | 473000.5 | 9.118
16443 | 2018 | 6647 | 2581.5067 | NC | Mountain Island | 2728 | 2 | 35.3339 | -80.9867 | 0 | OP | HY | WAT | 15 | 0.395 | 51875.5 | 19879 | 473000.5 | 9.118
16444 | 2018 | 6647 | 2581.5067 | NC | Mountain Island | 2728 | 3 | 35.3339 | -80.9867 | 0 | OP | HY | WAT | 15 | 0.395 | 51875.5 | 19879 | 473000.5 | 9.118
16445 | 2018 | 6647 | 2581.5067 | NC | Mountain Island | 2728 | 4 | 35.3339 | -80.9867 | 0 | OP | HY | WAT | 15 | 0.395 | 51875.5 | 19879 | 473000.5 | 9.118
16471 | 2018 | 13721 | 50660.1394 | NC | Nantahala | 2747 | 1 | 35.2715 | -83.6762 | 0 | OP | HY | WAT | 43.2 | 0.714 | 270145 | 103522 | 2463182 | 9.118
16472 | 2018 | 15692 | 3291.04 | NC | Narrows (NC) | 54894 | YN1 | 35.4189 | -80.0917 | 0 | OP | HY | WAT | 24.7 | 0.622 | 134577.087 | 51571.012 | 1227073.979 | 9.118
16473 | 2018 | 15692 | 3291.04 | NC | Narrows (NC) | 54894 | YN2 | 35.4189 | -80.0917 | 0 | OP | HY | WAT | 24.7 | 0.622 | 134577.087 | 51571.012 | 1227073.979 | 9.118
16474 | 2018 | 15692 | 3291.04 | NC | Narrows (NC) | 54894 | YN3 | 35.4189 | -80.0917 | 0 | OP | HY | WAT | 29 | 0.622 | 158005.487 | 60548.961 | 1440694.145 | 9.118
16475 | 2018 | 15692 | 3291.04 | NC | Narrows (NC) | 54894 | YN4 | 35.4189 | -80.0917 | 0 | OP | HY | WAT | 30.4 | 0.622 | 165633.338 | 63472.015 | 1510244.897 | 9.118
16531 | 2018 | 15622 | 13994.1418 | NC | Oxford Dam | 2729 | 1 | 35.8214 | -81.1922 | 0 | OP | HY | WAT | 18 | 0.341 | 53739 | 20593 | 489991.5 | 9.118
16532 | 2018 | 15622 | 13994.1418 | NC | Oxford Dam | 2729 | 2 | 35.8214 | -81.1922 | 0 | OP | HY | WAT | 18 | 0.341 | 53739 | 20593 | 489991.5 | 9.118
16574 | 2018 | 13721 | 50634.5977 | NC | Queens Creek | 6438 | 1 | 35.2713 | -83.676 | 0 | OP | HY | WAT | 1.4 | 0.377 | 4621 | 1771 | 42136 | 9.1184
16593 | 2018 | 14194 | 43.3212 | NC | Rhodhiss | 2730 | 1 | 35.7742 | -81.4378 | 0 | OP | HY | WAT | 8.5 | 0.534 | 39765.667 | 15238.667 | 362583.333 | 9.118
16594 | 2018 | 14194 | 43.3212 | NC | Rhodhiss | 2730 | 2 | 35.7742 | -81.4378 | 0 | OP | HY | WAT | 8.5 | 0.534 | 39765.667 | 15238.667 | 362583.333 | 9.118
16595 | 2018 | 14194 | 43.3212 | NC | Rhodhiss | 2730 | 3 | 35.7742 | -81.4378 | 0 | OP | HY | WAT | 8.5 | 0.534 | 39765.667 | 15238.667 | 362583.333 | 9.118
16607 | 2018 | 2416 | 489.7781 | NC | Roanoke Rapids | 2758 | 1 | 36.4789 | -77.6722 | 0 | OP | HY | WAT | 25 | 0.429 | 94001.25 | 36022 | 857103.75 | 9.118
16608 | 2018 | 2416 | 489.7781 | NC | Roanoke Rapids | 2758 | 2 | 36.4789 | -77.6722 | 0 | OP | HY | WAT | 25 | 0.429 | 94001.25 | 36022 | 857103.75 | 9.118
16609 | 2018 | 2416 | 489.7781 | NC | Roanoke Rapids | 2758 | 3 | 36.4789 | -77.6722 | 0 | OP | HY | WAT | 25 | 0.429 | 94001.25 | 36022 | 857103.75 | 9.118
16610 | 2018 | 2416 | 489.7781 | NC | Roanoke Rapids | 2758 | 4 | 36.4789 | -77.6722 | 0 | OP | HY | WAT | 25 | 0.429 | 94001.25 | 36022 | 857103.75 | 9.118
16622 | 2018 | 11856 | 1727.0924 | NC | Rocky Mount Mill | 50468 | 1 | 35.9601 | -77.8024 | 0 | OA | HY | WAT | 0.6 | 0 | 0 | 0 |  | -
16623 | 2018 | 11856 | 1727.0924 | NC | Rocky Mount Mill | 50468 | 2 | 35.9601 | -77.8024 | 0 | OA | HY | WAT | 0.5 | 0 | 0 | 0 |  | -
16624 | 2018 | 11856 | 1727.0924 | NC | Rocky Mount Mill | 50468 | 3 | 35.9601 | -77.8024 | 0 | OA | HY | WAT | 0.5 | 0 | 0 | 0 |  | -
16678 | 2018 | 7798 | 71282.9619 | NC | Santeetlah | 54898 | 1 | 35.4475 | -83.8639 | 0 | OP | HY | WAT | 22.5 | 0.362 | 71407 | 27363.5 | 651089 | 9.118
16679 | 2018 | 7798 | 71282.9619 | NC | Santeetlah | 54898 | 2 | 35.4475 | -83.8639 | 0 | OP | HY | WAT | 22.5 | 0.362 | 71407 | 27363.5 | 651089 | 9.118
16803 | 2018 | 6024 | 11218.6499 | NC | Tennessee Creek | 2749 | 1 | 35.2139 | -83.0028 | 0 | OP | HY | WAT | 10.8 | 0.509 | 48111 | 18437 | 438677 | 9.118
16807 | 2018 | 7798 | 91.7066 | NC | Thorpe | 2750 | 1 | 35.234 | -83.1254 | 0 | OP | HY | WAT | 21.6 | 0.507 | 96019 | 36795 | 875501 | 9.118
16811 | 2018 | 15691 | 249.2349 | NC | Tillery | 2714 | 1 | 35.2067 | -80.0648 | 0 | OP | HY | WAT | 22 | 0.324 | 62492.571 | 23947.524 | 569807.333 | 9.118
16812 | 2018 | 15691 | 249.2349 | NC | Tillery | 2714 | 2 | 35.2067 | -80.0648 | 0 | OP | HY | WAT | 18 | 0.324 | 51130.286 | 19593.429 | 466206 | 9.118
16813 | 2018 | 15691 | 249.2349 | NC | Tillery | 2714 | 3 | 35.2067 | -80.0648 | 0 | OP | HY | WAT | 22 | 0.324 | 62492.571 | 23947.524 | 569807.333 | 9.118
16814 | 2018 | 15691 | 249.2349 | NC | Tillery | 2714 | 4 | 35.2067 | -80.0648 | 0 | OP | HY | WAT | 22 | 0.324 | 62492.571 | 23947.524 | 569807.333 | 9.118
16821 | 2018 | 7798 | 1513.6301 | NC | Tuckasegee | 2751 | 1 | 35.247 | -83.1281 | 0 | OP | HY | WAT | 3 | 0.269 | 7077 | 2712 | 64528 | 9.118
16822 | 2018 | 15692 | 10406.0715 | NC | Tuckertown Hydro | 54897 | TT1 | 35.4856 | -80.1758 | 0 | OP | HY | WAT | 14 | 0.447 | 54807 | 21002.333 | 499730.667 | 9.118
16823 | 2018 | 15692 | 10406.0715 | NC | Tuckertown Hydro | 54897 | TT2 | 35.4856 | -80.1758 | 0 | OP | HY | WAT | 14 | 0.447 | 54807 | 21002.333 | 499730.667 | 9.118
16824 | 2018 | 15692 | 10406.0715 | NC | Tuckertown Hydro | 54897 | TT3 | 35.4856 | -80.1758 | 0 | OP | HY | WAT | 14 | 0.447 | 54807 | 21002.333 | 499730.667 | 9.118
16827 | 2018 | 11731 | 23952.7869 | NC | Turner Shoals | 2735 | 1 | 35.3348 | -82.1864 | 0 | OP | HY | WAT | 2.7 | 0.442 | 10445 | 4546 | 95238 | 9.118
16828 | 2018 | 11731 | 23952.7869 | NC | Turner Shoals | 2735 | 2 | 35.3348 | -82.1864 | 0 | OP | HY | WAT | 2.7 | 0.442 | 10445 | 4546 | 95238 | 9.118
16829 | 2018 | 11731 | 9001.6986 | NC | Tuxedo | 2736 | 1 | 35.245 | -82.3894 | 0 | OP | HY | WAT | 2.5 | 0.773 | 16930.5 | 6488 | 154371.5 | 9.118
16830 | 2018 | 11731 | 9001.6986 | NC | Tuxedo | 2736 | 2 | 35.245 | -82.3894 | 0 | OP | HY | WAT | 2.5 | 0.773 | 16930.5 | 6488 | 154371.5 | 9.118
16898 | 2018 | 6024 | 47891.656 | NC | Walters | 2715 | 1 | 35.6946 | -83.0503 | 0 | OP | HY | WAT | 36 | 0.505 | 159284.333 | 61039 | 1452354.333 | 9.118
16899 | 2018 | 6024 | 47891.656 | NC | Walters | 2715 | 2 | 35.6946 | -83.0503 | 0 | OP | HY | WAT | 36 | 0.505 | 159284.333 | 61039 | 1452354.333 | 9.118
16900 | 2018 | 6024 | 47891.656 | NC | Walters | 2715 | 3 | 35.6946 | -83.0503 | 0 | OP | HY | WAT | 36 | 0.505 | 159284.333 | 61039 | 1452354.333 | 9.118
16201 | 2018 | 13721 | 92383.6452 | NC | Hiwassee Dam | 2780 | 2 | 35.1509 | -84.1775 | 0 | OP | PS | WAT | 95 | 0 | 0 | 0 |  | -
15975 | 2018 | 6670 | 158.4279 | NC | CPI USA NC Roxboro | 10379 | GEN1 | 36.435 | -78.9619 | 3 | OP | ST | WDS | 67.5 | 0.554 | 327747 | 145659 | 1440985 | 4.3966
15976 | 2018 | 6671 | 110.2272 | NC | CPI USA NC Southport | 10378 | GEN1 | 33.9444 | -78.0118 | 3 | OP | ST | WDS | 67.5 | 0.355 | 210188 | 88977 | 1207283 | 5.7438
15977 | 2018 | 6671 | 110.2272 | NC | CPI USA NC Southport | 10378 | GEN2 | 33.9444 | -78.0118 | 3 | OP | ST | WDS | 67.5 | 0.386 | 228355 | 94381 | 1220676 | 5.3455
15978 | 2018 | 9483 | 196.8161 | NC | Craven County Wood Energy LP | 10525 | 1UNI | 35.1302 | -77.1679 | 1 | OP | ST | WDS | 50 | 0.688 | 301405 | 136050 | 4672057 | 15.5009
16013 | 2018 | 6586 | 1273.6934 | NC | Domtar Paper Co LLC Plymouth NC | 50189 | TG10 | 35.8628 | -76.7831 | 3 | OP | ST | WDS | 72 | 0.324 | 204391.48 | 80165.046 | 3904832.5 | 19.1047
16213 | 2018 | 28704 | 2520.3903 | NC | Ingredion Winston Salem | 54618 | 7500 | 36.0338 | -80.2274 | 0 | OP | ST | WDS | 7.5 | 0.404 | 26559 | 10867.075 | 2286891.964 | 86.1061
16214 | 2018 | 28704 | 2520.3903 | NC | Ingredion Winston Salem | 54618 | 900 | 36.0338 | -80.2274 | 0 | OP | ST | WDS | 0.9 | 0.358 | 2822 | 1304.049 | 274427.036 | 97.2456
16364 | 2018 | 6668 | 32.2117 | NC | Lumberton | 10382 | GEN1 | 34.59 | -78.9968 | 2 | OP | ST | WDS | 34.7 | 0.44 | 133666 | 46971 |  | -
16549 | 2018 | 9862 | 364.0072 | NC | PCS Phosphate | 50509 | GEN1 | 35.3763 | -76.7799 | 0 | OP | ST | WH | 54 | 0.493 | 233417 | 68321 | 2128296 | 9.118
16008 | 2018 | 6422 | 10388.582 | NC | Desert Wind Farm, LLC | 59968 | 1 | 36.31 | -76.42 | 0 | OP | WT | WND | 208 | 0.298 | 542772 | 148144 | 4948996 | 9.118
Note on Q110: Luis Miguel Prieto Miranda: Values on eGRID2018

## dispatchable
eGRID2018 Generator file sequence number | Data Year | Substation Attach Scigrid(vid) | ST Scigrid distance (m) | Plant state abbreviation | Plant name | DOE/EIA ORIS plant or facility code | Generator ID | Plant latitude | Plant longitude | Number of associated boilers | Generator status | Unit Type | Fuel Type | Capacity | Capacity Factor | Generator annual net generation (MWh) | Generator ozone season net generation (MWh) | Unit unadjusted annual heat input (MMBtu) | Heat rate | seg1 | seg2 | seg3 | NoLoad
15753 | 2018 | 28665 | 204.8917 | NC | Asheville | 2706 | 1 | 35.4731 | -82.5417 | 1 | OP | ST | BIT | 206.6 | 0.37 | 669236 | 221198 | 7349932 | 10.9826 | 8.6268 | 9.8567 | 10.4716 | 329.0253
15754 | 2018 | 28665 | 204.8917 | NC | Asheville | 2706 | 2 | 35.4731 | -82.5417 | 1 | OP | ST | BIT | 207 | 0.314 | 568667 | 143702 | 6500568 | 11.4312 | 9.0755 | 10.3054 | 10.9203 | 329.6623
15794 | 2018 | 6682 | 277.0697 | NC | Belews Creek | 8042 | 1 | 36.2811 | -80.0603 | 1 | OP | ST | BIT | 1245.6 | 0.439 | 4793474 | 2357306 | 45679901 | 9.5296 | 7.1739 | 8.4037 | 9.0186 | 1983.707
15795 | 2018 | 6682 | 277.0697 | NC | Belews Creek | 8042 | 2 | 36.2811 | -80.0603 | 1 | OP | ST | BIT | 1245.6 | 0.296 | 3227943 | 1948329 | 29514047 | 9.1433 | 6.7876 | 8.0174 | 8.6323 | 1983.707
15883 | 2018 | 28601 | 18575.8237 | NC | Canton North Carolina | 50244 | GEN8 | 35.535 | -82.8411 | 9 | OP | ST | BIT | 7.5 | 0.631 | 41444 | 14049 | x | 10.4 | 8.0443 | 9.2741 | 9.889 | 11.9443
15884 | 2018 | 28601 | 18575.8237 | NC | Canton North Carolina | 50244 | GEN9 | 35.535 | -82.8411 | 9 | OP | ST | BIT | 7.5 | 0.775 | 50910 | 20484 | x | 10.4 | 8.0443 | 9.2741 | 9.889 | 11.9443
15885 | 2018 | 28601 | 18575.8237 | NC | Canton North Carolina | 50244 | GN10 | 35.535 | -82.8411 | 9 | OP | ST | BIT | 7.5 | 0.755 | 49602 | 19526 | x | 10.4 | 8.0443 | 9.2741 | 9.889 | 11.9443
15886 | 2018 | 28601 | 18575.8237 | NC | Canton North Carolina | 50244 | GN11 | 35.535 | -82.8411 | 9 | OP | ST | BIT | 7.5 | 0.719 | 47209 | 18322 | x | 10.4 | 8.0443 | 9.2741 | 9.889 | 11.9443
15887 | 2018 | 28601 | 18575.8237 | NC | Canton North Carolina | 50244 | GN12 | 35.535 | -82.8411 | 9 | OP | ST | BIT | 10 | 0.676 | 59246 | 22353 | x | 10.4 | 8.0443 | 9.2741 | 9.889 | 15.9257
15888 | 2018 | 28601 | 18575.8237 | NC | Canton North Carolina | 50244 | GN13 | 35.535 | -82.8411 | 9 | OP | ST | BIT | 12.5 | 0.56 | 61325 | 31490 | x | 10.4 | 8.0443 | 9.2741 | 9.889 | 19.9071
16048 | 2018 | 6656 | 113.9515 | NC | Edgecombe Genco LLC | 10384 | GEN1 | 36.0373 | -77.7533 | 2 | OP | ST | BIT | 57.4 | 0.009 | 4423 | 931 | 541905 | 122.5198 | 120.1641 | 121.3939 | 122.0088 | 91.4136
16049 | 2018 | 6656 | 113.9515 | NC | Edgecombe Genco LLC | 10384 | GEN2 | 36.0373 | -77.7533 | 2 | OP | ST | BIT | 57.4 | 0.009 | 4659 | 1678 | 410719 | 88.156 | 85.8003 | 87.0302 | 87.6451 | 91.4136
16106 | 2018 | 28502 | 115.7993 | NC | G G Allen | 2718 | 1 | 35.1897 | -81.0122 | 1 | OP | ST | BIT | 163.2 | 0.051 | 72521 | 16889 | 905342 | 12.4839 | 10.1281 | 11.358 | 11.9729 | 259.9077
16107 | 2018 | 28502 | 115.7993 | NC | G G Allen | 2718 | 2 | 35.1897 | -81.0122 | 1 | OP | ST | BIT | 163.2 | 0.061 | 87141 | 14178 | 1066509 | 12.2389 | 9.8832 | 11.113 | 11.7279 | 259.9077
16108 | 2018 | 28502 | 115.7993 | NC | G G Allen | 2718 | 3 | 35.1897 | -81.0122 | 1 | OP | ST | BIT | 272 | 0.067 | 158697 | 65720 | 1634672 | 10.3006 | 7.9449 | 9.1747 | 9.7896 | 433.1794
16109 | 2018 | 28502 | 115.7993 | NC | G G Allen | 2718 | 4 | 35.1897 | -81.0122 | 1 | OP | ST | BIT | 278 | 0.072 | 175298 | 71277 | 1872451 | 10.6815 | 8.3258 | 9.5557 | 10.1706 | 442.7349
16110 | 2018 | 28502 | 115.7993 | NC | G G Allen | 2718 | 5 | 35.1897 | -81.0122 | 1 | OP | ST | BIT | 272 | 0.137 | 326131 | 185006 | 3849883 | 11.8047 | 9.449 | 10.6788 | 11.2938 | 433.1794
16258 | 2018 | 4484 | 695.5141 | NC | James E. Rogers Energy Complex | 2721 | 5 | 35.22 | -81.7594 | 1 | OP | ST | BIT | 621 | 0.229 | 1243104 | 612133 |  | 10.4 | 8.0443 | 9.2741 | 9.889 | 988.9869
16259 | 2018 | 4484 | 695.5141 | NC | James E. Rogers Energy Complex | 2721 | 6 | 35.22 | -81.7594 | 1 | OP | ST | BIT | 909.5 | 0.541 | 4311369 | 2081468 |  | 10.4 | 8.0443 | 9.2741 | 9.889 | 1448.4437
16373 | 2018 | 6669 | 169.1396 | NC | Marshall (NC) | 2727 | 1 | 35.5975 | -80.9658 | 1 | OP | ST | BIT | 348.5 | 0.314 | 958416 | 416205 | 9992329 | 10.4259 | 8.0702 | 9.3 | 9.9149 | 555.0111
16374 | 2018 | 6669 | 169.1396 | NC | Marshall (NC) | 2727 | 2 | 35.5975 | -80.9658 | 1 | OP | ST | BIT | 348.5 | 0.221 | 675957 | 224071 | 7103220 | 10.5084 | 8.1527 | 9.3825 | 9.9974 | 555.0111
16375 | 2018 | 6669 | 169.1396 | NC | Marshall (NC) | 2727 | 3 | 35.5975 | -80.9658 | 1 | OP | ST | BIT | 711 | 0.51 | 3176205 | 1570257 | 32038167 | 10.0869 | 7.7312 | 8.9611 | 9.576 | 1132.3183
16376 | 2018 | 6669 | 169.1396 | NC | Marshall (NC) | 2727 | 4 | 35.5975 | -80.9658 | 1 | OP | ST | BIT | 711 | 0.59 | 3675692 | 1697276 | 35697382 | 9.7117 | 7.356 | 8.5859 | 9.2008 | 1132.3183
16385 | 2018 | 1834 | 433.3333 | NC | Mayo | 6250 | 1 | 36.5278 | -78.8917 | 2 | OP | ST | BIT | 763.2 | 0.223 | 1491333 | 675135 | 10369329 | 6.9531 | 4.5973 | 5.8272 | 6.4421 | 1215.4505
16640 | 2018 | 1514 | 273.7795 | NC | Roxboro | 2712 | 1 | 36.4833 | -79.0731 | 1 | OP | ST | BIT | 410.8 | 0.229 | 824171 | 343966 | 9068121 | 11.0027 | 8.647 | 9.8768 | 10.4918 | 654.2283
16641 | 2018 | 1514 | 273.7795 | NC | Roxboro | 2712 | 2 | 36.4833 | -79.0731 | 1 | OP | ST | BIT | 657 | 0.329 | 1895245 | 983063 | 18933900 | 9.9902 | 7.6345 | 8.8643 | 9.4793 | 1046.3194
16642 | 2018 | 1514 | 273.7795 | NC | Roxboro | 2712 | 3 | 36.4833 | -79.0731 | 2 | OP | ST | BIT | 745.2 | 0.234 | 1530179 | 646267 | 7837339 | 5.1218 | 2.7661 | 3.996 | 4.6109 | 1186.7842
16643 | 2018 | 1514 | 273.7795 | NC | Roxboro | 2712 | 4 | 36.4833 | -79.0731 | 2 | OP | ST | BIT | 745.2 | 0.257 | 1678281 | 1005743 | 10328293 | 6.1541 | 3.7984 | 5.0282 | 5.6431 | 1186.7842
16841 | 2018 | 4169 | 74.1457 | NC | Univ of NC Chapel Hill Cogen Facility | 54276 | TG3 | 35.9069 | -79.0617 | 2 | OP | ST | BIT | 28 | 0.207 | 50706 | 13855 | 959795.33 | 18.9286 | 16.5729 | 17.8028 | 18.4177 | 44.592
16630 | 2018 | 10054 | 115.4956 | NC | Rosemary Power Station | 50555 | GEN3 | 36.4517 | -77.6594 | 1 | OP | CA | DFO | 54 | 0.06 | 28278 | 3550 |  | 18 | 15.6443 | 16.8741 | 17.489 | 85.9989
16628 | 2018 | 10054 | 115.4956 | NC | Rosemary Power Station | 50555 | GEN1 | 36.4517 | -77.6594 | 0 | OP | CT | DFO | 86 | 0 | 0 | 0 | 184708 | 18 | 15.6443 | 16.8741 | 17.489 | 136.9611
16629 | 2018 | 10054 | 115.4956 | NC | Rosemary Power Station | 50555 | GEN2 | 36.4517 | -77.6594 | 0 | OP | CT | DFO | 40 | 0 | 0 | 0 | 97538 | 18 | 15.6443 | 16.8741 | 17.489 | 63.7029
15821 | 2018 | 29024 | 4193.5272 | NC | Blewett | 2707 | GT1 | 34.9833 | -79.8775 | 0 | OP | GT | DFO | 17.5 | 0 | 49.75 | 9 | 104810.407 | 2106.7418 | 2104.7659 | 2104.896 | 2104.961 | 26.9307
15822 | 2018 | 29024 | 4193.5272 | NC | Blewett | 2707 | GT2 | 34.9833 | -79.8775 | 0 | OP | GT | DFO | 17.5 | 0 | 49.75 | 9 | 163766.26 | 3291.7841 | 3289.8082 | 3289.9383 | 3290.0033 | 26.9307
15823 | 2018 | 29024 | 4193.5272 | NC | Blewett | 2707 | GT3 | 34.9833 | -79.8775 | 0 | OP | GT | DFO | 17.5 | 0 | 49.75 | 9 | 163766.26 | 3291.7841 | 3289.8082 | 3289.9383 | 3290.0033 | 26.9307
15824 | 2018 | 29024 | 4193.5272 | NC | Blewett | 2707 | GT4 | 34.9833 | -79.8775 | 0 | OP | GT | DFO | 17.5 | 0 | 49.75 | 9 | 163766.26 | 3291.7841 | 3289.8082 | 3289.9383 | 3290.0033 | 26.9307
16857 | 2018 | 28662 | 149.6141 | NC | W H Weatherspoon | 2716 | GT1 | 34.5875 | -78.9755 | 0 | OP | GT | DFO | 39.7 | 0.001 | 416.972 | 76.234 | 20342 | 48.7851 | 46.8091 | 46.9392 | 47.0042 | 61.0943
16858 | 2018 | 28662 | 149.6141 | NC | W H Weatherspoon | 2716 | GT2 | 34.5875 | -78.9755 | 0 | OP | GT | DFO | 39.7 | 0.001 | 416.972 | 76.234 | 17437 | 41.8182 | 39.8422 | 39.9723 | 40.0373 | 61.0943
16859 | 2018 | 28662 | 149.6141 | NC | W H Weatherspoon | 2716 | GT3 | 34.5875 | -78.9755 | 0 | OP | GT | DFO | 41.8 | 0.001 | 439.028 | 80.266 | 16451 | 37.4714 | 35.4955 | 35.6256 | 35.6906 | 64.3259
16860 | 2018 | 28662 | 149.6141 | NC | W H Weatherspoon | 2716 | GT4 | 34.5875 | -78.9755 | 0 | OP | GT | DFO | 41.8 | 0.001 | 439.028 | 80.266 | 18353 | 41.8037 | 39.8278 | 39.9578 | 40.0229 | 64.3259
15715 | 2018 | 15692 | 7838.1088 | NC | Albemarle Hospital Unit | 56339 | 1 | 35.3636 | -80.1939 | 0 | OP | IC | DFO | 1.8 | 0.004 | 66 | 12 | 820 | 12.4242 | 10.4483 | 10.5784 | 10.6434 | 2.77
15716 | 2018 | 15692 | 2748.3377 | NC | Albemarle Prime Power Park | 56263 | Unit1 | 35.4072 | -80.1518 | 0 | OP | IC | DFO | 1.8 | 0.002 | 39 | 7 | 765.5 | 19.6282 | 17.6523 | 17.7823 | 17.8474 | 2.77
15717 | 2018 | 15692 | 2748.3377 | NC | Albemarle Prime Power Park | 56263 | Unit2 | 35.4072 | -80.1518 | 0 | OP | IC | DFO | 1.8 | 0.002 | 39 | 7 | 765.5 | 19.6282 | 17.6523 | 17.7823 | 17.8474 | 2.77
15832 | 2018 | 15511 | 3663.0723 | NC | Bostic Delivery No 2 | 56547 | 1 | 35.3619 | -81.8344 | 0 | OP | IC | DFO | 1 | -0.002 | -15 | 0 | 12 | 25 | 23.0241 | 23.1541 | 23.2192 | 1.5389
15874 | 2018 | 13780 | 72773.5815 | NC | Buxton | 2783 | 1A | 35.2672 | -75.5347 | 0 | OP | IC | DFO | 3 | 0.001 | 38.4 | 7 | 1185.4 | 30.8698 | 28.8939 | 29.0239 | 29.089 | 4.6167
15875 | 2018 | 13780 | 72773.5815 | NC | Buxton | 2783 | 2A | 35.2672 | -75.5347 | 0 | OP | IC | DFO | 3 | 0.001 | 38.4 | 7 | 1185.4 | 30.8698 | 28.8939 | 29.0239 | 29.089 | 4.6167
15876 | 2018 | 13780 | 72773.5815 | NC | Buxton | 2783 | 3A | 35.2672 | -75.5347 | 0 | OP | IC | DFO | 3 | 0.001 | 38.4 | 7 | 1185.4 | 30.8698 | 28.8939 | 29.0239 | 29.089 | 4.6167
15877 | 2018 | 13780 | 72773.5815 | NC | Buxton | 2783 | 4A | 35.2672 | -75.5347 | 0 | OP | IC | DFO | 3 | 0.001 | 38.4 | 7 | 1185.4 | 30.8698 | 28.8939 | 29.0239 | 29.089 | 4.6167
15878 | 2018 | 13780 | 72773.5815 | NC | Buxton | 2783 | 5A | 35.2672 | -75.5347 | 0 | OP | IC | DFO | 3 | 0.001 | 38.4 | 7 | 1185.4 | 30.8698 | 28.8939 | 29.0239 | 29.089 | 4.6167
15907 | 2018 | 14301 | 3992.9807 | NC | Catawba River Pollution Control | 56553 | 1234 | 35.7766 | -81.6643 | 0 | OP | IC | DFO | 1.3 | 0 | 4 | 2 | 478 | 119.5 | 117.5241 | 117.6541 | 117.7192 | 2.0006
15914 | 2018 | 1754 | 9863.5922 | NC | CenturyLink Regional HQ | 54882 | GEN1 | 36.0205 | -78.516 | 0 | SB | IC | DFO | 1 | 0 | 0 | 0 |  | 18 | 16.0241 | 16.1541 | 16.2192 | 1.5389
15915 | 2018 | 1754 | 9863.5922 | NC | CenturyLink Regional HQ | 54882 | GEN2 | 36.0205 | -78.516 | 0 | SB | IC | DFO | 1 | 0 | 0 | 0 |  | 18 | 16.0241 | 16.1541 | 16.2192 | 1.5389
15931 | 2018 | 4517 | 17080.4913 | NC | Cherryville City Hall | 56340 | 1 | 35.3778 | -81.38 | 0 | OP | IC | DFO | 1.8 | 0.002 | 34 | 6 | 682 | 20.0588 | 18.0829 | 18.213 | 18.278 | 2.77
15965 | 2018 | 4098 | 3476.0849 | NC | Cornelius Delivery No 1 | 56546 | 1 | 35.4833 | -80.8569 | 0 | OP | IC | DFO | 2.2 | -0.002 | -46 | -8 | 50 | 18 | 16.0241 | 16.1541 | 16.2192 | 3.3856
16021 | 2018 | 29284 | 5749.9996 | NC | Drexel Operations Center | 56548 | 1 | 35.7481 | -81.6072 | 0 | OP | IC | DFO | 2.2 | 0.001 | 21 | 4 | 688 | 32.7619 | 30.786 | 30.916 | 30.9811 | 3.3856
16023 | 2018 | 9508 | 4512.9317 | NC | DSM Pharmaceuticals | 54887 | GEN2 | 35.666 | -77.3574 | 0 | SB | IC | DFO | 0.3 | 0.015 | 38.135 | 6.981 | 426.462 | 11.183 | 9.207 | 9.3371 | 9.4021 | 0.46167
16024 | 2018 | 9508 | 4512.9317 | NC | DSM Pharmaceuticals | 54887 | GEN3 | 35.666 | -77.3574 | 0 | SB | IC | DFO | 1.1 | 0.015 | 139.827 | 25.596 | 1563.692 | 11.183 | 9.2071 | 9.3372 | 9.4022 | 1.6928
16025 | 2018 | 9508 | 4512.9317 | NC | DSM Pharmaceuticals | 54887 | GEN4 | 35.666 | -77.3574 | 0 | SB | IC | DFO | 1.2 | 0.015 | 152.538 | 27.923 | 1705.846 | 11.1831 | 9.2072 | 9.3372 | 9.4023 | 1.8467
16026 | 2018 | 9508 | 4512.9317 | NC | DSM Pharmaceuticals | 54887 | GEN5 | 35.666 | -77.3574 | 0 | SB | IC | DFO | 1 | 0.015 | 127.115 | 23.269 | 1421.538 | 11.1831 | 9.2072 | 9.3372 | 9.4022 | 1.5389
16027 | 2018 | 9508 | 4512.9317 | NC | DSM Pharmaceuticals | 54887 | GEN6 | 35.666 | -77.3574 | 0 | SB | IC | DFO | 1.2 | 0.015 | 152.538 | 27.923 | 1705.846 | 11.1831 | 9.2072 | 9.3372 | 9.4023 | 1.8467
16028 | 2018 | 9508 | 4512.9317 | NC | DSM Pharmaceuticals | 54887 | GEN7 | 35.666 | -77.3574 | 0 | SB | IC | DFO | 0.1 | 0.015 | 12.712 | 2.327 | 142.154 | 11.1827 | 9.2067 | 9.3368 | 9.4018 | 0.15389
16029 | 2018 | 9508 | 4512.9317 | NC | DSM Pharmaceuticals | 54887 | GEN8 | 35.666 | -77.3574 | 0 | SB | IC | DFO | 0.3 | 0.015 | 38.135 | 6.981 | 426.462 | 11.183 | 9.207 | 9.3371 | 9.4021 | 0.46167
16039 | 2018 | 7031 | 10254.1238 | NC | Eastside WWTP | 57606 | 1 | 35.9428 | -79.9089 | 0 | OP | IC | DFO | 1.8 | 0.005 | 76 | 14 | 749.333 | 9.8596 | 7.8837 | 8.0138 | 8.0788 | 2.77
16040 | 2018 | 7031 | 10254.1238 | NC | Eastside WWTP | 57606 | 2 | 35.9428 | -79.9089 | 0 | OP | IC | DFO | 1.8 | 0.005 | 76 | 14 | 749.333 | 9.8596 | 7.8837 | 8.0138 | 8.0788 | 2.77
16041 | 2018 | 7031 | 10254.1238 | NC | Eastside WWTP | 57606 | 3 | 35.9428 | -79.9089 | 0 | OP | IC | DFO | 1.8 | 0.005 | 76 | 14 | 749.333 | 9.8596 | 7.8837 | 8.0138 | 8.0788 | 2.77
16044 | 2018 | 6422 | 23712.5743 | NC | Edenton Generators | 7429 | 2 | 36.0286 | -76.5719 | 0 | OP | IC | DFO | 1.2 | 0.005 | 47.5 | 8.5 |  | 18 | 16.0241 | 16.1541 | 16.2192 | 1.8467
16045 | 2018 | 6422 | 23712.5743 | NC | Edenton Generators | 7429 | 3 | 36.0286 | -76.5719 | 0 | OP | IC | DFO | 1.2 | 0.005 | 47.5 | 8.5 | 1293.5 | 27.2316 | 25.2557 | 25.3857 | 25.4507 | 1.8467
16122 | 2018 | 4475 | 7339.0738 | NC | Gaston Memorial Hospital | 57629 | GMH1 | 35.2747 | -81.1383 | 0 | OP | IC | DFO | 1.8 | 0.001 | 22 | 22 | 340 | 15.4545 | 13.4786 | 13.6087 | 13.6737 | 2.77
16126 | 2018 | 4517 | 3152.7796 | NC | Gastonia Prime Power Park | 56954 | 1 | 35.3017 | -81.2092 | 0 | OP | IC | DFO | 2.3 | -0.001 | -15.788 | -2.924 | 372.093 | 18 | 16.0241 | 16.1541 | 16.2192 | 3.5395
16127 | 2018 | 4517 | 3152.7796 | NC | Gastonia Prime Power Park | 56954 | 2 | 35.3017 | -81.2092 | 0 | OP | IC | DFO | 2.3 | -0.001 | -15.788 | -2.924 | 372.093 | 18 | 16.0241 | 16.1541 | 16.2192 | 3.5395
16128 | 2018 | 4517 | 3152.7796 | NC | Gastonia Prime Power Park | 56954 | 3 | 35.3017 | -81.2092 | 0 | OP | IC | DFO | 1.8 | -0.001 | -12.356 | -2.288 | 291.203 | 18 | 16.0241 | 16.1541 | 16.2192 | 2.77
16129 | 2018 | 4517 | 3152.7796 | NC | Gastonia Prime Power Park | 56954 | 4 | 35.3017 | -81.2092 | 0 | OP | IC | DFO | 1.8 | -0.001 | -12.356 | -2.288 | 291.203 | 18 | 16.0241 | 16.1541 | 16.2192 | 2.77
16130 | 2018 | 4517 | 3152.7796 | NC | Gastonia Prime Power Park | 56954 | 5 | 35.3017 | -81.2092 | 0 | OP | IC | DFO | 1.8 | -0.001 | -12.356 | -2.288 | 291.203 | 18 | 16.0241 | 16.1541 | 16.2192 | 2.77
16131 | 2018 | 4517 | 3152.7796 | NC | Gastonia Prime Power Park | 56954 | 6 | 35.3017 | -81.2092 | 0 | OP | IC | DFO | 1.8 | -0.001 | -12.356 | -2.288 | 291.203 | 18 | 16.0241 | 16.1541 | 16.2192 | 2.77
16134 | 2018 | 4517 | 2710.6645 | NC | Gastonia, Tulip Drive | 56262 | DG3 | 35.2891 | -81.2052 | 0 | OP | IC | DFO | 1.8 | 0.001 | 10.667 | 2 | 493.667 | 46.2798 | 44.3039 | 44.434 | 44.499 | 2.77
16135 | 2018 | 4517 | 2710.6645 | NC | Gastonia, Tulip Drive | 56262 | Unit1 | 35.2891 | -81.2052 | 0 | OP | IC | DFO | 1.8 | 0.001 | 10.667 | 2 | 493.667 | 46.2798 | 44.3039 | 44.434 | 44.499 | 2.77
16136 | 2018 | 4517 | 2710.6645 | NC | Gastonia, Tulip Drive | 56262 | Unit2 | 35.2891 | -81.2052 | 0 | OP | IC | DFO | 1.8 | 0.001 | 10.667 | 2 | 493.667 | 46.2798 | 44.3039 | 44.434 | 44.499 | 2.77
16142 | 2018 | 14258 | 3491.8784 | NC | Granite Falls Walmart | 56549 | 1 | 35.7811 | -81.3928 | 0 | OP | IC | DFO | 2.2 | 0.001 | 19 | 3 | 658 | 34.6316 | 32.6557 | 32.7857 | 32.8507 | 3.3856
16187 | 2018 | 7041 | 10630.2957 | NC | High Point, Fairfield | 56059 | 1 | 35.9244 | -79.9901 | 0 | OP | IC | DFO | 1.8 | -0.003 | -43 | -8 | 56 | 18 | 16.0241 | 16.1541 | 16.2192 | 2.77
16189 | 2018 | 7041 | 7226.1069 | NC | High Point, POLO | 57196 | 1 | 35.97 | -79.96 | 0 | OP | IC | DFO | 1.8 | 0.003 | 46 | 8 | 887 | 19.2826 | 17.3067 | 17.4367 | 17.5018 | 2.77
16190 | 2018 | 7041 | 6793.9742 | NC | High Point, Pump Station Rd | 56260 | Unit1 | 35.9861 | -79.9497 | 0 | OP | IC | DFO | 1.8 | 0.002 | 26 | 5 | 648.5 | 24.9423 | 22.9664 | 23.0964 | 23.1615 | 2.77
16191 | 2018 | 7041 | 6793.9742 | NC | High Point, Pump Station Rd | 56260 | Unit2 | 35.9861 | -79.9497 | 0 | OP | IC | DFO | 1.8 | 0.002 | 26 | 5 | 648.5 | 24.9423 | 22.9664 | 23.0964 | 23.1615 | 2.77
16207 | 2018 | 28471 | 117.9543 | NC | Huntersville Delivery No 2 | 56550 | 1 | 35.3832 | -80.8329 | 0 | OP | IC | DFO | 2.2 | -0.002 | -45 | -8 | 43 | 18 | 16.0241 | 16.1541 | 16.2192 | 3.3856
16316 | 2018 | 29477 | 3297.1856 | NC | Landis Delivery No 2 | 56551 | 1 | 35.542 | -80.6123 | 0 | OP | IC | DFO | 2.2 | -0.002 | -43 | -8 | 62 | 18 | 16.0241 | 16.1541 | 16.2192 | 3.3856
16328 | 2018 | 6954 | 7193.625 | NC | Lexington | 56261 | Unit1 | 35.7736 | -80.2594 | 0 | OP | IC | DFO | 1.8 | -0.002 | -30 | -5.5 | 49 | 18 | 16.0241 | 16.1541 | 16.2192 | 2.77
16329 | 2018 | 6954 | 7193.625 | NC | Lexington | 56261 | Unit2 | 35.7736 | -80.2594 | 0 | OP | IC | DFO | 1.8 | -0.002 | -30 | -5.5 | 49 | 18 | 16.0241 | 16.1541 | 16.2192 | 2.77
16330 | 2018 | 6954 | 8277.0785 | NC | Lexington Health Center | 56067 | 1 | 35.8309 | -80.2422 | 0 | OP | IC | DFO | 1.8 | -0.002 | -35 | -6 | 56 | 18 | 16.0241 | 16.1541 | 16.2192 | 2.77
16350 | 2018 | 15630 | 14850.4742 | NC | Lincolnton High School | 56341 | 1 | 35.4774 | -81.2623 | 0 | OP | IC | DFO | 1.8 | 0.002 | 36 | 7 | 707 | 19.6389 | 17.663 | 17.793 | 17.8581 | 2.77
16355 | 2018 | 4517 | 9033.0116 | NC | Long Creek Waste Water Plant | 57630 | ES1 | 35.3119 | -81.1414 | 0 | OP | IC | DFO | 1.7 | 0.005 | 76 | 34 | 667.333 | 8.7807 | 6.8048 | 6.9348 | 6.9999 | 2.6161
16356 | 2018 | 4517 | 9033.0116 | NC | Long Creek Waste Water Plant | 57630 | ES2 | 35.3119 | -81.1414 | 0 | OP | IC | DFO | 1.7 | 0.005 | 76 | 34 | 667.333 | 8.7807 | 6.8048 | 6.9348 | 6.9999 | 2.6161
16357 | 2018 | 4517 | 9033.0116 | NC | Long Creek Waste Water Plant | 57630 | ES3 | 35.3119 | -81.1414 | 0 | OP | IC | DFO | 1.7 | 0.005 | 76 | 34 | 667.333 | 8.7807 | 6.8048 | 6.9348 | 6.9999 | 2.6161
16366 | 2018 | 15630 | 6802.5531 | NC | Maiden Community Center | 56342 | 1 | 35.5772 | -81.2081 | 0 | OP | IC | DFO | 1.8 | 0.003 | 41 | 7 | 732 | 17.8537 | 15.8777 | 16.0078 | 16.0728 | 2.77
16427 | 2018 | 15782 | 3004.4046 | NC | Monroe Middle School | 56343 | 1 | 34.9733 | -80.54 | 0 | OP | IC | DFO | 1.8 | 0.003 | 41 | 7 | 751 | 18.3171 | 16.3412 | 16.4712 | 16.5362 | 2.77
16437 | 2018 | 13843 | 65.9536 | NC | Morganton Station 5 | 56344 | 1 | 35.729 | -81.7481 | 0 | OP | IC | DFO | 1.8 | -0.002 | -31 | -6 | 43 | 18 | 16.0241 | 16.1541 | 16.2192 | 2.77
16438 | 2018 | 29284 | 94.869 | NC | Morganton, Parker Road | 56064 | 1 | 35.7208 | -81.6624 | 0 | OP | IC | DFO | 1.8 | -0.003 | -40 | -7 | 37 | 18 | 16.0241 | 16.1541 | 16.2192 | 2.77
16456 | 2018 | 9870 | 6319.0885 | NC | Murphy-Brown LLC | 55002 | 01 | 34.9944 | -78.1583 | 0 | SB | IC | DFO | 1.2 | 0.005 | 53 | 13.5 | 759 | 14.3208 | 12.3448 | 12.4749 | 12.5399 | 1.8467
16457 | 2018 | 9870 | 6319.0885 | NC | Murphy-Brown LLC | 55002 | 02 | 34.9944 | -78.1583 | 0 | SB | IC | DFO | 1.2 | 0.005 | 53 | 13.5 | 759 | 14.3208 | 12.3448 | 12.4749 | 12.5399 | 1.8467
16517 | 2018 | 9864 | 75422.1173 | NC | Ocracoke | 6377 | 1 | 35.1094 | -75.9797 | 0 | OP | IC | DFO | 3 | 0.005 | 134 | 24 | 1357 | 10.1269 | 8.151 | 8.281 | 8.346 | 4.6167
16561 | 2018 | 4459 | 10848.7559 | NC | Pineville Delivery 2 | 56345 | 1 | 35.0767 | -80.8816 | 0 | OP | IC | DFO | 1.8 | -0.003 | -43 | -8 | 56 | 18 | 16.0241 | 16.1541 | 16.2192 | 2.77
16697 | 2018 | 4496 | 10853.4467 | NC | Shelby, NC | 54363 | GEN2 | 35.3264 | -81.6292 | 0 | SB | IC | DFO | 0.9 | 0 | 0 | 0 |  | 18 | 16.0241 | 16.1541 | 16.2192 | 1.385
16698 | 2018 | 4496 | 10853.4467 | NC | Shelby, NC | 54363 | GEN3 | 35.3264 | -81.6292 | 0 | SB | IC | DFO | 0.9 | 0 | 0 | 0 |  | 18 | 16.0241 | 16.1541 | 16.2192 | 1.385
16699 | 2018 | 4496 | 10853.4467 | NC | Shelby, NC | 54363 | GEN4 | 35.3264 | -81.6292 | 0 | SB | IC | DFO | 1.2 | 0 | 0 | 0 |  | 18 | 16.0241 | 16.1541 | 16.2192 | 1.8467
16700 | 2018 | 4496 | 10853.4467 | NC | Shelby, NC | 54363 | GEN5 | 35.3264 | -81.6292 | 0 | SB | IC | DFO | 1.2 | 0 | 0 | 0 |  | 18 | 16.0241 | 16.1541 | 16.2192 | 1.8467
16701 | 2018 | 4496 | 5448.7577 | NC | Shelby, Toms Street | 56063 | 1 | 35.3036 | -81.5225 | 0 | OP | IC | DFO | 1.8 | -0.003 | -46 | -8 | 31 | 18 | 16.0241 | 16.1541 | 16.2192 | 2.77
16722 | 2018 | 7092 | 83.0046 | NC | Smithfield Farmland Corp Bladen | 54823 | GEN1 | 34.7463 | -78.8073 | 0 | SB | IC | DFO | 1.5 | 0.001 | 18.737 | 2.737 | 197.947 | 10.5645 | 8.5886 | 8.7186 | 8.7837 | 2.3083
16723 | 2018 | 7092 | 83.0046 | NC | Smithfield Farmland Corp Bladen | 54823 | GEN2 | 34.7463 | -78.8073 | 0 | SB | IC | DFO | 1.5 | 0.001 | 18.737 | 2.737 | 197.947 | 10.5645 | 8.5886 | 8.7186 | 8.7837 | 2.3083
16724 | 2018 | 7092 | 83.0046 | NC | Smithfield Farmland Corp Bladen | 54823 | GEN3 | 34.7463 | -78.8073 | 0 | SB | IC | DFO | 1.5 | 0.001 | 18.737 | 2.737 | 197.947 | 10.5645 | 8.5886 | 8.7186 | 8.7837 | 2.3083
16725 | 2018 | 7092 | 83.0046 | NC | Smithfield Farmland Corp Bladen | 54823 | GEN4 | 34.7463 | -78.8073 | 0 | SB | IC | DFO | 1.5 | 0.001 | 18.737 | 2.737 | 197.947 | 10.5645 | 8.5886 | 8.7186 | 8.7837 | 2.3083
16726 | 2018 | 7092 | 83.0046 | NC | Smithfield Farmland Corp Bladen | 54823 | GEN5 | 34.7463 | -78.8073 | 0 | SB | IC | DFO | 1.5 | 0.001 | 18.737 | 2.737 | 197.947 | 10.5645 | 8.5886 | 8.7186 | 8.7837 | 2.3083
16727 | 2018 | 7092 | 83.0046 | NC | Smithfield Farmland Corp Bladen | 54823 | GEN6 | 34.7463 | -78.8073 | 0 | SB | IC | DFO | 1.5 | 0.001 | 18.737 | 2.737 | 197.947 | 10.5645 | 8.5886 | 8.7186 | 8.7837 | 2.3083
16728 | 2018 | 7092 | 83.0046 | NC | Smithfield Farmland Corp Bladen | 54823 | GEN7 | 34.7463 | -78.8073 | 0 | SB | IC | DFO | 1.5 | 0.001 | 18.737 | 2.737 | 197.947 | 10.5645 | 8.5886 | 8.7186 | 8.7837 | 2.3083
16729 | 2018 | 7092 | 83.0046 | NC | Smithfield Farmland Corp Bladen | 54823 | GEN8 | 34.7463 | -78.8073 | 0 | SB | IC | DFO | 1.5 | 0.001 | 18.737 | 2.737 | 197.947 | 10.5645 | 8.5886 | 8.7186 | 8.7837 | 2.3083
16730 | 2018 | 7092 | 83.0046 | NC | Smithfield Farmland Corp Bladen | 54823 | GEN9 | 34.7463 | -78.8073 | 0 | SB | IC | DFO | 1.5 | 0.001 | 18.737 | 2.737 | 197.947 | 10.5645 | 8.5886 | 8.7186 | 8.7837 | 2.3083
16731 | 2018 | 7092 | 83.0046 | NC | Smithfield Farmland Corp Bladen | 54823 | GN10 | 34.7463 | -78.8073 | 0 | SB | IC | DFO | 1.5 | 0.001 | 18.737 | 2.737 | 197.947 | 10.5645 | 8.5886 | 8.7186 | 8.7837 | 2.3083
16732 | 2018 | 7092 | 83.0046 | NC | Smithfield Farmland Corp Bladen | 54823 | GN11 | 34.7463 | -78.8073 | 0 | SB | IC | DFO | 1.5 | 0.001 | 18.737 | 2.737 | 197.947 | 10.5645 | 8.5886 | 8.7186 | 8.7837 | 2.3083
16733 | 2018 | 7092 | 83.0046 | NC | Smithfield Farmland Corp Bladen | 54823 | GN12 | 34.7463 | -78.8073 | 0 | SB | IC | DFO | 1.5 | 0.001 | 18.737 | 2.737 | 197.947 | 10.5645 | 8.5886 | 8.7186 | 8.7837 | 2.3083
16734 | 2018 | 7092 | 83.0046 | NC | Smithfield Farmland Corp Bladen | 54823 | GN13 | 34.7463 | -78.8073 | 0 | SB | IC | DFO | 1.5 | 0.001 | 18.737 | 2.737 | 197.947 | 10.5645 | 8.5886 | 8.7186 | 8.7837 | 2.3083
16735 | 2018 | 7092 | 83.0046 | NC | Smithfield Farmland Corp Bladen | 54823 | GN14 | 34.7463 | -78.8073 | 0 | SB | IC | DFO | 1.5 | 0.001 | 18.737 | 2.737 | 197.947 | 10.5645 | 8.5886 | 8.7186 | 8.7837 | 2.3083
16736 | 2018 | 7092 | 83.0046 | NC | Smithfield Farmland Corp Bladen | 54823 | GN15 | 34.7463 | -78.8073 | 0 | SB | IC | DFO | 1.5 | 0.001 | 18.737 | 2.737 | 197.947 | 10.5645 | 8.5886 | 8.7186 | 8.7837 | 2.3083
16737 | 2018 | 7092 | 83.0046 | NC | Smithfield Farmland Corp Bladen | 54823 | GN16 | 34.7463 | -78.8073 | 0 | SB | IC | DFO | 1.5 | 0.001 | 18.737 | 2.737 | 197.947 | 10.5645 | 8.5886 | 8.7186 | 8.7837 | 2.3083
16738 | 2018 | 7092 | 83.0046 | NC | Smithfield Farmland Corp Bladen | 54823 | GN17 | 34.7463 | -78.8073 | 0 | SB | IC | DFO | 1.5 | 0.001 | 18.737 | 2.737 | 197.947 | 10.5645 | 8.5886 | 8.7186 | 8.7837 | 2.3083
16739 | 2018 | 7092 | 83.0046 | NC | Smithfield Farmland Corp Bladen | 54823 | GN18 | 34.7463 | -78.8073 | 0 | SB | IC | DFO | 1.5 | 0.001 | 18.737 | 2.737 | 197.947 | 10.5645 | 8.5886 | 8.7186 | 8.7837 | 2.3083
16740 | 2018 | 7092 | 83.0046 | NC | Smithfield Farmland Corp Bladen | 54823 | GN19 | 34.7463 | -78.8073 | 0 | SB | IC | DFO | 1.5 | 0.001 | 18.737 | 2.737 | 197.947 | 10.5645 | 8.5886 | 8.7186 | 8.7837 | 2.3083
16741 | 2018 | 6892 | 9158.8248 | NC | Smithfield Packaged Meats Corp. | 56035 | 1 | 35.6943 | -77.9192 | 0 | SB | IC | DFO | 1.4 | 0.013 | 159 | 29 | 1290 | 8.1132 | 6.1373 | 6.2673 | 6.3324 | 2.1545
16742 | 2018 | 6892 | 9158.8248 | NC | Smithfield Packaged Meats Corp. | 56035 | 2 | 35.6943 | -77.9192 | 0 | SB | IC | DFO | 1.4 | 0.013 | 159 | 29 | 1290 | 8.1132 | 6.1373 | 6.2673 | 6.3324 | 2.1545
16743 | 2018 | 9484 | 5132.7062 | NC | Smithfield Packaged Meats Corp. | 58575 | 1 | 35.2683 | -77.6592 | 0 | OP | IC | DFO | 2.3 | 0.016 | 317.25 | 58 | 3433.25 | 10.8219 | 8.846 | 8.976 | 9.0411 | 3.5395
16744 | 2018 | 9484 | 5132.7062 | NC | Smithfield Packaged Meats Corp. | 58575 | 2 | 35.2683 | -77.6592 | 0 | OP | IC | DFO | 2.3 | 0.016 | 317.25 | 58 | 3433.25 | 10.8219 | 8.846 | 8.976 | 9.0411 | 3.5395
16745 | 2018 | 9484 | 5132.7062 | NC | Smithfield Packaged Meats Corp. | 58575 | 3 | 35.2683 | -77.6592 | 0 | OP | IC | DFO | 2.3 | 0.016 | 317.25 | 58 | 3433.25 | 10.8219 | 8.846 | 8.976 | 9.0411 | 3.5395
16746 | 2018 | 9484 | 5132.7062 | NC | Smithfield Packaged Meats Corp. | 58575 | 4 | 35.2683 | -77.6592 | 0 | OP | IC | DFO | 2.3 | 0.016 | 317.25 | 58 | 3433.25 | 10.8219 | 8.846 | 8.976 | 9.0411 | 3.5395
16780 | 2018 | 10017 | 12346.2987 | NC | Statesville Delivery No 3 | 56552 | 1 | 35.7972 | -80.8542 | 0 | OP | IC | DFO | 2.2 | -0.002 | -45 | -8 | 31 | 18 | 16.0241 | 16.1541 | 16.2192 | 3.3856
16782 | 2018 | 10017 | 4671.879 | NC | Statesville, Highway 64 | 56062 | 1 | 35.7985 | -80.9427 | 0 | OP | IC | DFO | 1.8 | -0.003 | -43 | -8 | 43 | 18 | 16.0241 | 16.1541 | 16.2192 | 2.77
16839 | 2018 | 4169 | 74.1457 | NC | Univ of NC Chapel Hill Cogen Facility | 54276 | ES001 | 35.9069 | -79.0617 | 0 | SB | IC | DFO | 2 | 0 | 0 | 0 |  | 18 | 16.0241 | 16.1541 | 16.2192 | 3.0778
16840 | 2018 | 4169 | 74.1457 | NC | Univ of NC Chapel Hill Cogen Facility | 54276 | ES002 | 35.9069 | -79.0617 | 0 | SB | IC | DFO | 2 | 0 | 0 | 0 |  | 18 | 16.0241 | 16.1541 | 16.2192 | 3.0778
16903 | 2018 | 7041 | 6810.4805 | NC | Ward WTP | 57607 | 1 | 35.9678 | -79.9708 | 0 | OP | IC | DFO | 1 | 0.004 | 34 | 6 | 365 | 10.7353 | 8.7594 | 8.8894 | 8.9545 | 1.5389
16904 | 2018 | 7041 | 6810.4805 | NC | Ward WTP | 57607 | 2 | 35.9678 | -79.9708 | 0 | OP | IC | DFO | 1 | 0.004 | 34 | 6 | 365 | 10.7353 | 8.7594 | 8.8894 | 8.9545 | 1.5389
16918 | 2018 | 14783 | 771.3359 | NC | Water Filter Plant #2 | 55534 | 1299 | 35.7377 | -81.7278 | 0 | OP | IC | DFO | 1.8 | 0.002 | 26 | 5 | 616 | 23.6923 | 21.7164 | 21.8464 | 21.9115 | 2.77
16934 | 2018 | 7041 | 12285.6864 | NC | Westside WWTP | 57608 | 1 | 35.9403 | -80.1106 | 0 | OP | IC | DFO | 1.8 | 0.005 | 74 | 14 | 774 | 10.4595 | 8.4835 | 8.6136 | 8.6786 | 2.77
16965 | 2018 | 6954 | 7266.5061 | NC | Works 53 | 58046 | 1 | 35.755 | -80.2778 | 0 | SB | IC | DFO | 1 | 0 | 4.333 | 2.333 | 94 | 21.694 | 19.7181 | 19.8481 | 19.9131 | 1.5389
16966 | 2018 | 6954 | 7266.5061 | NC | Works 53 | 58046 | 2 | 35.755 | -80.2778 | 0 | SB | IC | DFO | 1.2 | 0 | 5.2 | 2.8 | 112.8 | 21.6923 | 19.7164 | 19.8464 | 19.9115 | 1.8467
16967 | 2018 | 6954 | 7266.5061 | NC | Works 53 | 58046 | 3 | 35.755 | -80.2778 | 0 | SB | IC | DFO | 0.8 | 0 | 3.467 | 1.867 | 75.2 | 21.6902 | 19.7143 | 19.8444 | 19.9094 | 1.2311
15759 | 2018 | 28665 | 204.8917 | NC | Asheville | 2706 | ST6 | 35.4731 | -82.5417 | 1 | V | CA | NG | 102 | 0 |  |  |  | 8.62 | 6.9707 | 7.4926 | 7.7536 | 127.0242
15760 | 2018 | 28665 | 204.8917 | NC | Asheville | 2706 | ST8 | 35.4731 | -82.5417 | 1 | V | CA | NG | 102 | 0 |  |  |  | 8.62 | 6.9707 | 7.4926 | 7.7536 | 127.0242
15757 | 2018 | 28665 | 204.8917 | NC | Asheville | 2706 | CT5 | 35.4731 | -82.5417 | 0 | V | CT | NG | 191.2 | 0 |  |  |  | 8.62 | 6.9707 | 7.4926 | 7.7536 | 238.1081
15758 | 2018 | 28665 | 204.8917 | NC | Asheville | 2706 | CT7 | 35.4731 | -82.5417 | 0 | V | CT | NG | 191.2 | 0 |  |  |  | 8.62 | 6.9707 | 7.4926 | 7.7536 | 238.1081
15852 | 2018 | 6685 | 413.0799 | NC | Buck | 2720 | ST10 | 35.7133 | -80.3767 | 2 | OP | CA | NG | 327.3 | 0.78 | 2237637 | 1004191 |  | 6.997 | 5.3478 | 5.8697 | 6.1306 | 407.5982
15850 | 2018 | 6685 | 413.0799 | NC | Buck | 2720 | CT11 | 35.7133 | -80.3767 | 0 | OP | CT | NG | 185.3 | 0.902 | 1463456 | 620478 | 18260410 | 6.997 | 5.3478 | 5.8697 | 6.1306 | 230.7606
15851 | 2018 | 6685 | 413.0799 | NC | Buck | 2720 | CT12 | 35.7133 | -80.3767 | 0 | OP | CT | NG | 185.3 | 0.907 | 1471968 | 620618 | 17935748 | 6.997 | 5.3478 | 5.8697 | 6.1306 | 230.7606
15873 | 2018 | 7619 | 147.1666 | NC | Butler-Warner Generation Plant | 1016 | 9 | 35.0986 | -78.8294 | 3 | OP | CA | NG | 73 | 0.019 | 12282 | 3488 |  | 12.3847 | 10.7354 | 11.2573 | 11.5183 | 90.9095
15865 | 2018 | 7619 | 147.1666 | NC | Butler-Warner Generation Plant | 1016 | 1 | 35.0986 | -78.8294 | 0 | OP | CT | NG | 28.8 | 0.029 | 7191 | 1994 | 113887 | 12.3847 | 10.7354 | 11.2573 | 11.5183 | 35.8657
15866 | 2018 | 7619 | 147.1666 | NC | Butler-Warner Generation Plant | 1016 | 2 | 35.0986 | -78.8294 | 0 | OP | CT | NG | 28.8 | 0.026 | 6602 | 2048 | 104740 | 12.3847 | 10.7354 | 11.2573 | 11.5183 | 35.8657
15867 | 2018 | 7619 | 147.1666 | NC | Butler-Warner Generation Plant | 1016 | 3 | 35.0986 | -78.8294 | 0 | OP | CT | NG | 28.8 | 0.032 | 7983 | 2239 | 125273 | 12.3847 | 10.7354 | 11.2573 | 11.5183 | 35.8657
15870 | 2018 | 7619 | 147.1666 | NC | Butler-Warner Generation Plant | 1016 | 6 | 35.0986 | -78.8294 | 0 | OP | CT | NG | 28.8 | 0.031 | 7814 | 1864 | 121330 | 12.3847 | 10.7354 | 11.2573 | 11.5183 | 35.8657
15871 | 2018 | 7619 | 147.1666 | NC | Butler-Warner Generation Plant | 1016 | 7 | 35.0986 | -78.8294 | 0 | OP | CT | NG | 28.8 | 0.032 | 8063 | 2022 | 125285 | 12.3847 | 10.7354 | 11.2573 | 11.5183 | 35.8657
15872 | 2018 | 7619 | 147.1666 | NC | Butler-Warner Generation Plant | 1016 | 8 | 35.0986 | -78.8294 | 0 | OP | CT | NG | 28.8 | 0.035 | 8719 | 2309 | 135897 | 12.3847 | 10.7354 | 11.2573 | 11.5183 | 35.8657
15990 | 2018 | 7014 | 13639.0427 | NC | Dan River | 2723 | ST7 | 36.4862 | -79.7208 | 2 | OP | CA | NG | 327.3 | 0.739 | 2118133 | 900998 |  | 7.1689 | 5.5196 | 6.0415 | 6.3024 | 407.5982
15988 | 2018 | 7014 | 13639.0427 | NC | Dan River | 2723 | CT8 | 36.4862 | -79.7208 | 0 | OP | CT | NG | 185.3 | 0.883 | 1433925 | 576903 | 17893533 | 7.1689 | 5.5196 | 6.0415 | 6.3024 | 230.7606
15989 | 2018 | 7014 | 13639.0427 | NC | Dan River | 2723 | CT9 | 36.4862 | -79.7208 | 0 | OP | CT | NG | 185.3 | 0.869 | 1410200 | 573201 | 17680270 | 7.1689 | 5.5196 | 6.0415 | 6.3024 | 230.7606
16151 | 2018 | 6661 | 627.1576 | NC | H F Lee Steam Electric Plant | 2709 | ST1 | 35.3736 | -78.0894 | 1 | OP | CA | NG | 380 | 0.86 | 2862522 | 1236614 |  | 7.0245 | 5.3752 | 5.8971 | 6.1581 | 473.2274
16148 | 2018 | 6661 | 627.1576 | NC | H F Lee Steam Electric Plant | 2709 | 1A | 35.3736 | -78.0894 | 0 | OP | CT | NG | 180 | 0.914 | 1440885 | 584179 | 16861477 | 7.0245 | 5.3752 | 5.8971 | 6.1581 | 224.1604
16149 | 2018 | 6661 | 627.1576 | NC | H F Lee Steam Electric Plant | 2709 | 1B | 35.3736 | -78.0894 | 0 | OP | CT | NG | 180 | 0.915 | 1443265 | 591764 | 17059337 | 7.0245 | 5.3752 | 5.8971 | 6.1581 | 224.1604
16150 | 2018 | 6661 | 627.1576 | NC | H F Lee Steam Electric Plant | 2709 | 1C | 35.3736 | -78.0894 | 0 | OP | CT | NG | 180 | 0.928 | 1463994 | 600371 | 16730557 | 7.0245 | 5.3752 | 5.8971 | 6.1581 | 224.1604
16293 | 2018 | 4517 | 14688.4467 | NC | Kings Mountain Energy Center | 59325 | KMEC2 | 35.2025 | -81.3631 | 1 | OP | CA | NG | 233.7 | 0.233 | 476252 | 259132 |  | 5.2432 | 3.5939 | 4.1158 | 4.3768 | 291.0349
16292 | 2018 | 4517 | 14688.4467 | NC | Kings Mountain Energy Center | 59325 | KMEC1 | 35.2025 | -81.3631 | 0 | OP | CT | NG | 310.2 | 0.298 | 810073 | 432680 | 6744474 | 5.2432 | 3.5939 | 4.1158 | 4.3768 | 386.303
16301 | 2018 | 28666 | 110.3112 | NC | L V Sutton | 2713 | CA1 | 34.2831 | -77.9853 | 2 | OP | CA | NG | 288 | 0.479 | 1208835 | 624392 |  | 7.3361 | 5.6868 | 6.2087 | 6.4697 | 358.6566
16304 | 2018 | 28666 | 110.3112 | NC | L V Sutton | 2713 | CT1 | 34.2831 | -77.9853 | 0 | OP | CT | NG | 221 | 0.569 | 1101793 | 494794 | 12484918 | 7.3361 | 5.6868 | 6.2087 | 6.4697 | 275.2191
16305 | 2018 | 28666 | 110.3112 | NC | L V Sutton | 2713 | CT2 | 34.2831 | -77.9853 | 0 | OP | CT | NG | 221 | 0.575 | 1113940 | 499304 | 12638020 | 7.3361 | 5.6868 | 6.2087 | 6.4697 | 275.2191
16638 | 2018 | 4473 | 954.5727 | NC | Rowan | 7826 | STG | 35.7314 | -80.6019 | 2 | OP | CA | NG | 195 | 0.852 | 1454973 | 624219 |  | 8.62 | 6.9707 | 7.4926 | 7.7536 | 242.8404
16636 | 2018 | 4473 | 954.5727 | NC | Rowan | 7826 | 4 | 35.7314 | -80.6019 | 0 | OP | CT | NG | 199.4 | 0.781 | 1363644 | 569873 |  | 8.62 | 6.9707 | 7.4926 | 7.7536 | 248.3199
16637 | 2018 | 4473 | 954.5727 | NC | Rowan | 7826 | 5 | 35.7314 | -80.6019 | 0 | OP | CT | NG | 199.4 | 0.787 | 1375141 | 575492 |  | 8.62 | 6.9707 | 7.4926 | 7.7536 | 248.3199
16712 | 2018 | 28663 | 741.1712 | NC | Sherwood H Smith Jr Energy Complex | 7805 | ST4 | 34.8392 | -79.7406 | 1 | OP | CA | NG | 195.5 | 0.823 | 1409376 | 617265 |  | 8.62 | 6.9707 | 7.4926 | 7.7536 | 243.463
16713 | 2018 | 28663 | 741.1712 | NC | Sherwood H Smith Jr Energy Complex | 7805 | ST5 | 34.8392 | -79.7406 | 1 | OP | CA | NG | 271.1 | 0.814 | 1933643 | 855991 |  | 8.62 | 6.9707 | 7.4926 | 7.7536 | 337.6104
16707 | 2018 | 28663 | 741.1712 | NC | Sherwood H Smith Jr Energy Complex | 7805 | 10 | 34.8392 | -79.7406 | 0 | OP | CT | NG | 191.2 | 0.888 | 1487809 | 627241 |  | 8.62 | 6.9707 | 7.4926 | 7.7536 | 238.1081
16709 | 2018 | 28663 | 741.1712 | NC | Sherwood H Smith Jr Energy Complex | 7805 | 7 | 34.8392 | -79.7406 | 0 | OP | CT | NG | 199.4 | 0.724 | 1264040 | 536237 |  | 8.62 | 6.9707 | 7.4926 | 7.7536 | 248.3199
16710 | 2018 | 28663 | 741.1712 | NC | Sherwood H Smith Jr Energy Complex | 7805 | 8 | 34.8392 | -79.7406 | 0 | OP | CT | NG | 199.4 | 0.716 | 1249912 | 532771 |  | 8.62 | 6.9707 | 7.4926 | 7.7536 | 248.3199
16711 | 2018 | 28663 | 741.1712 | NC | Sherwood H Smith Jr Energy Complex | 7805 | 9 | 34.8392 | -79.7406 | 0 | OP | CT | NG | 191.2 | 0.882 | 1476943 | 619690 |  | 8.62 | 6.9707 | 7.4926 | 7.7536 | 238.1081
15730 | 2018 | 29024 | 178.0349 | NC | Anson County Generation Facility | 56249 | 1 | 34.9687 | -79.9217 | 0 | OP | GT | NG | 57.3 | 0.131 | 65754.667 | 28572 |  | 13.73 | 11.7541 | 11.8841 | 11.9492 | 88.1789
15731 | 2018 | 29024 | 178.0349 | NC | Anson County Generation Facility | 56249 | 2 | 34.9687 | -79.9217 | 0 | OP | GT | NG | 57.3 | 0.131 | 65754.667 | 28572 |  | 13.73 | 11.7541 | 11.8841 | 11.9492 | 88.1789
15732 | 2018 | 29024 | 178.0349 | NC | Anson County Generation Facility | 56249 | 3 | 34.9687 | -79.9217 | 0 | OP | GT | NG | 57.3 | 0.131 | 65754.667 | 28572 |  | 13.73 | 11.7541 | 11.8841 | 11.9492 | 88.1789
15733 | 2018 | 29024 | 178.0349 | NC | Anson County Generation Facility | 56249 | 4 | 34.9687 | -79.9217 | 0 | OP | GT | NG | 57.3 | 0.131 | 65754.667 | 28572 |  | 13.73 | 11.7541 | 11.8841 | 11.9492 | 88.1789
15734 | 2018 | 29024 | 178.0349 | NC | Anson County Generation Facility | 56249 | 5 | 34.9687 | -79.9217 | 0 | OP | GT | NG | 57.3 | 0.131 | 65754.667 | 28572 |  | 13.73 | 11.7541 | 11.8841 | 11.9492 | 88.1789
15735 | 2018 | 29024 | 178.0349 | NC | Anson County Generation Facility | 56249 | 6 | 34.9687 | -79.9217 | 0 | OP | GT | NG | 57.3 | 0.131 | 65754.667 | 28572 |  | 13.73 | 11.7541 | 11.8841 | 11.9492 | 88.1789
15748 | 2018 | 6676 | 1068.6776 | NC | Archer Daniels Midland Southport | 54316 | GEN1 | 33.9397 | -77.9905 | 0 | SB | GT | NG | 18 | 0.006 | 941.829 | 222.857 | 14089.714 | 14.9599 | 12.984 | 13.1141 | 13.1791 | 27.7002
15749 | 2018 | 6676 | 1068.6776 | NC | Archer Daniels Midland Southport | 54316 | GEN2 | 33.9397 | -77.9905 | 0 | SB | GT | NG | 17.5 | 0.006 | 915.667 | 216.667 | 13698.333 | 14.96 | 12.984 | 13.1141 | 13.1791 | 26.9307
15750 | 2018 | 6676 | 1068.6776 | NC | Archer Daniels Midland Southport | 54316 | GEN3 | 33.9397 | -77.9905 | 0 | SB | GT | NG | 17 | 0.006 | 889.505 | 210.476 | 13306.952 | 14.96 | 12.984 | 13.1141 | 13.1791 | 26.1613
15755 | 2018 | 28665 | 204.8917 | NC | Asheville | 2706 | GT1 | 35.4731 | -82.5417 | 0 | OP | GT | NG | 211.7 | 0.137 | 253372.658 | 203242.997 | 2970330 | 11.7232 | 9.7473 | 9.8773 | 9.9423 | 325.7847
15756 | 2018 | 28665 | 204.8917 | NC | Asheville | 2706 | GT2 | 35.4731 | -82.5417 | 0 | OP | GT | NG | 211.8 | 0.137 | 253492.342 | 203339.003 | 3061145 | 12.0759 | 10.1 | 10.23 | 10.295 | 325.9386
15868 | 2018 | 7619 | 147.1666 | NC | Butler-Warner Generation Plant | 1016 | 4 | 35.0986 | -78.8294 | 0 | OP | GT | NG | 28.8 | 0.017 | 4304.5 | 1308.5 | 79180 | 18.3947 | 16.4188 | 16.5488 | 16.6139 | 44.3203
15869 | 2018 | 7619 | 147.1666 | NC | Butler-Warner Generation Plant | 1016 | 5 | 35.0986 | -78.8294 | 0 | OP | GT | NG | 28.8 | 0.017 | 4304.5 | 1308.5 | 59497 | 13.822 | 11.8461 | 11.9762 | 12.0412 | 44.3203
15941 | 2018 | 4496 | 15114.3797 | NC | Cleveland Cnty Generating Facility | 57029 | 1 | 35.1705 | -81.4166 | 0 | OP | GT | NG | 184 | 0.06 | 96460.375 | 42342.5 | 1984711 | 20.5754 | 18.5995 | 18.7295 | 18.7946 | 283.1572
15942 | 2018 | 4496 | 15114.3797 | NC | Cleveland Cnty Generating Facility | 57029 | 2 | 35.1705 | -81.4166 | 0 | OP | GT | NG | 184 | 0.06 | 96460.375 | 42342.5 | 2360413 | 24.4703 | 22.4944 | 22.6244 | 22.6894 | 283.1572
15943 | 2018 | 4496 | 15114.3797 | NC | Cleveland Cnty Generating Facility | 57029 | 3 | 35.1705 | -81.4166 | 0 | OP | GT | NG | 184 | 0.06 | 96460.375 | 42342.5 | 2203957 | 22.8483 | 20.8724 | 21.0025 | 21.0675 | 283.1572
15944 | 2018 | 4496 | 15114.3797 | NC | Cleveland Cnty Generating Facility | 57029 | 4 | 35.1705 | -81.4166 | 0 | OP | GT | NG | 184 | 0.06 | 96460.375 | 42342.5 | 1386753 | 14.3764 | 12.4005 | 12.5305 | 12.5956 | 283.1572
16022 | 2018 | 9508 | 4512.9317 | NC | DSM Pharmaceuticals | 54887 | GEN1 | 35.666 | -77.3574 | 0 | SB | GT | NG | 4 | 0.012 | 420 | 157 | 7745 | 18.4405 | 16.4646 | 16.5946 | 16.6596 | 6.1556
16161 | 2018 | 28663 | 1026.805 | NC | Hamlet Generating Facility | 56292 | ES1 | 34.8423 | -79.7361 | 0 | OP | GT | NG | 57.3 | 0.056 | 27874.167 | 11958.333 |  | 13.73 | 11.7541 | 11.8841 | 11.9492 | 88.1789
16162 | 2018 | 28663 | 1026.805 | NC | Hamlet Generating Facility | 56292 | ES2 | 34.8423 | -79.7361 | 0 | OP | GT | NG | 57.3 | 0.056 | 27874.167 | 11958.333 |  | 13.73 | 11.7541 | 11.8841 | 11.9492 | 88.1789
16163 | 2018 | 28663 | 1026.805 | NC | Hamlet Generating Facility | 56292 | ES3 | 34.8423 | -79.7361 | 0 | OP | GT | NG | 57.3 | 0.056 | 27874.167 | 11958.333 |  | 13.73 | 11.7541 | 11.8841 | 11.9492 | 88.1789
16164 | 2018 | 28663 | 1026.805 | NC | Hamlet Generating Facility | 56292 | ES4 | 34.8423 | -79.7361 | 0 | OP | GT | NG | 57.3 | 0.056 | 27874.167 | 11958.333 |  | 13.73 | 11.7541 | 11.8841 | 11.9492 | 88.1789
16165 | 2018 | 28663 | 1026.805 | NC | Hamlet Generating Facility | 56292 | ES5 | 34.8423 | -79.7361 | 0 | OP | GT | NG | 57.3 | 0.056 | 27874.167 | 11958.333 |  | 13.73 | 11.7541 | 11.8841 | 11.9492 | 88.1789
16166 | 2018 | 28663 | 1026.805 | NC | Hamlet Generating Facility | 56292 | ES6 | 34.8423 | -79.7361 | 0 | OP | GT | NG | 57.3 | 0.056 | 27874.167 | 11958.333 |  | 13.73 | 11.7541 | 11.8841 | 11.9492 | 88.1789
16302 | 2018 | 28666 | 110.3112 | NC | L V Sutton | 2713 | CT004 | 34.2831 | -77.9853 | 0 | OP | GT | NG | 60.5 | 0.207 | 109443.5 | 48946.5 | 1244555 | 11.3717 | 9.3958 | 9.5258 | 9.5908 | 93.1033
16303 | 2018 | 28666 | 110.3112 | NC | L V Sutton | 2713 | CT005 | 34.2831 | -77.9853 | 0 | OP | GT | NG | 60.5 | 0.207 | 109443.5 | 48946.5 | 993861 | 9.081 | 7.1051 | 7.2352 | 7.3002 | 93.1033
16333 | 2018 | 4099 | 164.8438 | NC | Lincoln Combustion | 7277 | 1 | 35.4317 | -81.0347 | 0 | OP | GT | NG | 109.6 | 0.005 | 5155.25 | 656.188 | 96344 | 18.6885 | 16.7126 | 16.8427 | 16.9077 | 168.6632
16334 | 2018 | 4099 | 164.8438 | NC | Lincoln Combustion | 7277 | 10 | 35.4317 | -81.0347 | 0 | OP | GT | NG | 109.6 | 0.005 | 5155.25 | 656.188 | 56132 | 10.8883 | 8.9124 | 9.0425 | 9.1075 | 168.6632
16335 | 2018 | 4099 | 164.8438 | NC | Lincoln Combustion | 7277 | 11 | 35.4317 | -81.0347 | 0 | OP | GT | NG | 109.6 | 0.005 | 5155.25 | 656.188 | 56093 | 10.8808 | 8.9048 | 9.0349 | 9.0999 | 168.6632
16336 | 2018 | 4099 | 164.8438 | NC | Lincoln Combustion | 7277 | 12 | 35.4317 | -81.0347 | 0 | OP | GT | NG | 109.6 | 0.005 | 5155.25 | 656.188 | 45299 | 8.787 | 6.8111 | 6.9411 | 7.0061 | 168.6632
16337 | 2018 | 4099 | 164.8438 | NC | Lincoln Combustion | 7277 | 13 | 35.4317 | -81.0347 | 0 | OP | GT | NG | 109.6 | 0.005 | 5155.25 | 656.188 | 47998 | 9.3105 | 7.3346 | 7.4646 | 7.5297 | 168.6632
16338 | 2018 | 4099 | 164.8438 | NC | Lincoln Combustion | 7277 | 14 | 35.4317 | -81.0347 | 0 | OP | GT | NG | 109.6 | 0.005 | 5155.25 | 656.188 | 68247 | 13.2383 | 11.2624 | 11.3925 | 11.4575 | 168.6632
16339 | 2018 | 4099 | 164.8438 | NC | Lincoln Combustion | 7277 | 15 | 35.4317 | -81.0347 | 0 | OP | GT | NG | 109.6 | 0.005 | 5155.25 | 656.188 | 74386 | 14.4292 | 12.4533 | 12.5833 | 12.6483 | 168.6632
16340 | 2018 | 4099 | 164.8438 | NC | Lincoln Combustion | 7277 | 16 | 35.4317 | -81.0347 | 0 | OP | GT | NG | 109.6 | 0.005 | 5155.25 | 656.188 | 73145 | 14.1884 | 12.2125 | 12.3426 | 12.4076 | 168.6632
16341 | 2018 | 4099 | 164.8438 | NC | Lincoln Combustion | 7277 | 2 | 35.4317 | -81.0347 | 0 | OP | GT | NG | 109.6 | 0.005 | 5155.25 | 656.188 | 104721 | 20.3135 | 18.3376 | 18.4676 | 18.5326 | 168.6632
16342 | 2018 | 4099 | 164.8438 | NC | Lincoln Combustion | 7277 | 3 | 35.4317 | -81.0347 | 0 | OP | GT | NG | 109.6 | 0.005 | 5155.25 | 656.188 | 50219 | 9.7413 | 7.7654 | 7.8955 | 7.9605 | 168.6632
16343 | 2018 | 4099 | 164.8438 | NC | Lincoln Combustion | 7277 | 4 | 35.4317 | -81.0347 | 0 | OP | GT | NG | 109.6 | 0.005 | 5155.25 | 656.188 | 94639 | 18.3578 | 16.3819 | 16.5119 | 16.577 | 168.6632
16344 | 2018 | 4099 | 164.8438 | NC | Lincoln Combustion | 7277 | 5 | 35.4317 | -81.0347 | 0 | OP | GT | NG | 109.6 | 0.005 | 5155.25 | 656.188 | 73976 | 14.3496 | 12.3737 | 12.5038 | 12.5688 | 168.6632
16345 | 2018 | 4099 | 164.8438 | NC | Lincoln Combustion | 7277 | 6 | 35.4317 | -81.0347 | 0 | OP | GT | NG | 109.6 | 0.005 | 5155.25 | 656.188 | 70619 | 13.6985 | 11.7225 | 11.8526 | 11.9176 | 168.6632
16346 | 2018 | 4099 | 164.8438 | NC | Lincoln Combustion | 7277 | 7 | 35.4317 | -81.0347 | 0 | OP | GT | NG | 109.6 | 0.005 | 5155.25 | 656.188 | 86771 | 16.8316 | 14.8557 | 14.9857 | 15.0507 | 168.6632
16347 | 2018 | 4099 | 164.8438 | NC | Lincoln Combustion | 7277 | 8 | 35.4317 | -81.0347 | 0 | OP | GT | NG | 109.6 | 0.005 | 5155.25 | 656.188 | 57697 | 11.1919 | 9.216 | 9.346 | 9.4111 | 168.6632
16348 | 2018 | 4099 | 164.8438 | NC | Lincoln Combustion | 7277 | 9 | 35.4317 | -81.0347 | 0 | OP | GT | NG | 109.6 | 0.005 | 5155.25 | 656.188 | 48323 | 9.3736 | 7.3976 | 7.5277 | 7.5927 | 168.6632
16425 | 2018 | 15782 | 5235.9256 | NC | Monroe Generating Station | 57505 | 1 | 34.9858 | -80.506 | 0 | OP | GT | NG | 15 | 0.02 | 2569 | 1148.5 | 36189.5 | 14.087 | 12.1111 | 12.2411 | 12.3062 | 23.0835
16426 | 2018 | 15782 | 5235.9256 | NC | Monroe Generating Station | 57505 | 2 | 34.9858 | -80.506 | 0 | OP | GT | NG | 15 | 0.02 | 2569 | 1148.5 | 36189.5 | 14.087 | 12.1111 | 12.2411 | 12.3062 | 23.0835
16481 | 2018 | 12439 | 1006.3877 | NC | NCSU Cates Cogeneration Plant | 61676 | CTG1 | 35.784 | -78.6747 | 0 | OP | GT | NG | 5.6 | 0.815 | 39968 | 17622.5 | 577548.5 | 14.4503 | 12.4744 | 12.6044 | 12.6694 | 8.6178
16482 | 2018 | 12439 | 1006.3877 | NC | NCSU Cates Cogeneration Plant | 61676 | CTG2 | 35.784 | -78.6747 | 0 | OP | GT | NG | 5.6 | 0.815 | 39968 | 17622.5 | 577548.5 | 14.4503 | 12.4744 | 12.6044 | 12.6694 | 8.6178
16483 | 2018 | 12439 | 414.7502 | NC | NCSU CCUP Cogeneration Plant | 61675 | CTG1 | 35.7756 | -78.6737 | 0 | V | GT | NG | 5.6 | 0 |  |  |  | 13.73 | 11.7541 | 11.8841 | 11.9492 | 8.6178
16615 | 2018 | 7011 | 319.2426 | NC | Rockingham County CT Station | 55116 | CT1 | 36.3297 | -79.8297 | 0 | SB | GT | NG | 195.5 | 0.272 | 465047 | 251156.2 | 5070502 | 10.9032 | 8.9273 | 9.0573 | 9.1224 | 300.8546
16616 | 2018 | 7011 | 319.2426 | NC | Rockingham County CT Station | 55116 | CT2 | 36.3297 | -79.8297 | 0 | SB | GT | NG | 195.5 | 0.272 | 465047 | 251156.2 | 5068106 | 10.8981 | 8.9221 | 9.0522 | 9.1172 | 300.8546
16617 | 2018 | 7011 | 319.2426 | NC | Rockingham County CT Station | 55116 | CT3 | 36.3297 | -79.8297 | 0 | SB | GT | NG | 195.5 | 0.272 | 465047 | 251156.2 | 4345419 | 9.344 | 7.3681 | 7.4982 | 7.5632 | 300.8546
16618 | 2018 | 7011 | 319.2426 | NC | Rockingham County CT Station | 55116 | CT4 | 36.3297 | -79.8297 | 0 | SB | GT | NG | 195.5 | 0.272 | 465047 | 251156.2 | 5089946 | 10.945 | 8.9691 | 9.0992 | 9.1642 | 300.8546
16619 | 2018 | 7011 | 319.2426 | NC | Rockingham County CT Station | 55116 | CT5 | 36.3297 | -79.8297 | 0 | SB | GT | NG | 195.5 | 0.272 | 465047 | 251156.2 | 5086665 | 10.938 | 8.962 | 9.0921 | 9.1571 | 300.8546
16633 | 2018 | 4473 | 954.5727 | NC | Rowan | 7826 | 001 | 35.7314 | -80.6019 | 0 | OP | GT | NG | 199.4 | 0.095 | 166428.667 | 134592 |  | 13.73 | 11.7541 | 11.8841 | 11.9492 | 306.8563
16634 | 2018 | 4473 | 954.5727 | NC | Rowan | 7826 | 002 | 35.7314 | -80.6019 | 0 | OP | GT | NG | 199.4 | 0.095 | 166428.667 | 134592 |  | 13.73 | 11.7541 | 11.8841 | 11.9492 | 306.8563
16635 | 2018 | 4473 | 954.5727 | NC | Rowan | 7826 | 003 | 35.7314 | -80.6019 | 0 | OP | GT | NG | 199.4 | 0.095 | 166428.667 | 134592 |  | 13.73 | 11.7541 | 11.8841 | 11.9492 | 306.8563
16703 | 2018 | 28663 | 741.1712 | NC | Sherwood H Smith Jr Energy Complex | 7805 | 001 | 34.8392 | -79.7406 | 0 | OP | GT | NG | 199.4 | 0.352 | 614791.6 | 288729.2 |  | 13.73 | 11.7541 | 11.8841 | 11.9492 | 306.8563
16704 | 2018 | 28663 | 741.1712 | NC | Sherwood H Smith Jr Energy Complex | 7805 | 002 | 34.8392 | -79.7406 | 0 | OP | GT | NG | 199.4 | 0.352 | 614791.6 | 288729.2 |  | 13.73 | 11.7541 | 11.8841 | 11.9492 | 306.8563
16705 | 2018 | 28663 | 741.1712 | NC | Sherwood H Smith Jr Energy Complex | 7805 | 003 | 34.8392 | -79.7406 | 0 | OP | GT | NG | 199.4 | 0.352 | 614791.6 | 288729.2 |  | 13.73 | 11.7541 | 11.8841 | 11.9492 | 306.8563
16706 | 2018 | 28663 | 741.1712 | NC | Sherwood H Smith Jr Energy Complex | 7805 | 004 | 34.8392 | -79.7406 | 0 | OP | GT | NG | 199.4 | 0.352 | 614791.6 | 288729.2 |  | 13.73 | 11.7541 | 11.8841 | 11.9492 | 306.8563
16708 | 2018 | 28663 | 741.1712 | NC | Sherwood H Smith Jr Energy Complex | 7805 | 6 | 34.8392 | -79.7406 | 0 | OP | GT | NG | 199.4 | 0.352 | 614791.6 | 288729.2 |  | 13.73 | 11.7541 | 11.8841 | 11.9492 | 306.8563
16922 | 2018 | 6661 | 318.9655 | NC | Wayne County | 7538 | 1 | 35.3758 | -78.0981 | 0 | OP | GT | NG | 195.2 | 0.053 | 91256.847 | 35362.74 | 1055619.165 | 11.5676 | 9.5916 | 9.7217 | 9.7867 | 300.3929
16923 | 2018 | 6661 | 318.9655 | NC | Wayne County | 7538 | 2 | 35.3758 | -78.0981 | 0 | OP | GT | NG | 195.2 | 0.053 | 91256.847 | 35362.74 | 1055619.165 | 11.5676 | 9.5916 | 9.7217 | 9.7867 | 300.3929
16924 | 2018 | 6661 | 318.9655 | NC | Wayne County | 7538 | 3 | 35.3758 | -78.0981 | 0 | OP | GT | NG | 195.2 | 0.053 | 91256.847 | 35362.74 | 1055619.165 | 11.5676 | 9.5916 | 9.7217 | 9.7867 | 300.3929
16925 | 2018 | 6661 | 318.9655 | NC | Wayne County | 7538 | 4 | 35.3758 | -78.0981 | 0 | OP | GT | NG | 195.2 | 0.053 | 91256.847 | 35362.74 | 1055619.165 | 11.5676 | 9.5916 | 9.7217 | 9.7867 | 300.3929
16926 | 2018 | 6661 | 318.9655 | NC | Wayne County | 7538 | 5 | 35.3758 | -78.0981 | 0 | OP | GT | NG | 198.9 | 0.053 | 92986.613 | 36033.038 | 1075628.34 | 11.5676 | 9.5916 | 9.7217 | 9.7867 | 306.0868
Note on Q45: Luis Miguel Prieto Miranda: Values on eGRID2018

## dispatchable_model
name_no_spaces | genID | final_name | node | type | netcap | seg1 | seg2 | seg3 | mincap | ramp | minu | mind | var_om | no_load | st_cost
Asheville | 1 | Asheville_1 | 28665 | coal | 206.6 | 8.6268 | 9.8567 | 10.4716 | 78.508 | 72.31 | 12 | 12 | 4.6 | 329.0253 | 14462
Asheville | 2 | Asheville_2 | 28665 | coal | 207 | 9.0755 | 10.3054 | 10.9203 | 78.66 | 72.45 | 12 | 12 | 4.6 | 329.6623 | 14490
BelewsCreek | 1 | BelewsCreek_1 | 6682 | coal | 1245.6 | 7.1739 | 8.4037 | 9.0186 | 473.328 | 435.96 | 12 | 12 | 4.6 | 1983.707 | 87192
BelewsCreek | 2 | BelewsCreek_2 | 6682 | coal | 1245.6 | 6.7876 | 8.0174 | 8.6323 | 473.328 | 435.96 | 12 | 12 | 4.6 | 1983.707 | 87192
CantonNorthCarolina | GEN8 | CantonNorthCarolina_GEN8 | 28601 | coal | 7.5 | 8.0443 | 9.2741 | 9.889 | 2.85 | 2.625 | 12 | 12 | 4.6 | 11.9443 | 525
CantonNorthCarolina | GEN9 | CantonNorthCarolina_GEN9 | 28601 | coal | 7.5 | 8.0443 | 9.2741 | 9.889 | 2.85 | 2.625 | 12 | 12 | 4.6 | 11.9443 | 525
CantonNorthCarolina | GN10 | CantonNorthCarolina_GN10 | 28601 | coal | 7.5 | 8.0443 | 9.2741 | 9.889 | 2.85 | 2.625 | 12 | 12 | 4.6 | 11.9443 | 525
CantonNorthCarolina | GN11 | CantonNorthCarolina_GN11 | 28601 | coal | 7.5 | 8.0443 | 9.2741 | 9.889 | 2.85 | 2.625 | 12 | 12 | 4.6 | 11.9443 | 525
CantonNorthCarolina | GN12 | CantonNorthCarolina_GN12 | 28601 | coal | 10 | 8.0443 | 9.2741 | 9.889 | 3.8 | 3.5 | 12 | 12 | 4.6 | 15.9257 | 700
CantonNorthCarolina | GN13 | CantonNorthCarolina_GN13 | 28601 | coal | 12.5 | 8.0443 | 9.2741 | 9.889 | 4.75 | 4.375 | 12 | 12 | 4.6 | 19.9071 | 875
EdgecombeGencoLLC | GEN1 | EdgecombeGencoLLC_GEN1 | 6656 | coal | 57.4 | 120.1641 | 121.3939 | 122.0088 | 21.812 | 20.09 | 12 | 12 | 4.6 | 91.4136 | 4018
EdgecombeGencoLLC | GEN2 | EdgecombeGencoLLC_GEN2 | 6656 | coal | 57.4 | 85.8003 | 87.0302 | 87.6451 | 21.812 | 20.09 | 12 | 12 | 4.6 | 91.4136 | 4018
GGAllen | 1 | GGAllen_1 | 28502 | coal | 163.2 | 10.1281 | 11.358 | 11.9729 | 62.016 | 57.12 | 12 | 12 | 4.6 | 259.9077 | 11424
GGAllen | 2 | GGAllen_2 | 28502 | coal | 163.2 | 9.8832 | 11.113 | 11.7279 | 62.016 | 57.12 | 12 | 12 | 4.6 | 259.9077 | 11424
GGAllen | 3 | GGAllen_3 | 28502 | coal | 272 | 7.9449 | 9.1747 | 9.7896 | 103.36 | 95.2 | 12 | 12 | 4.6 | 433.1794 | 19040
GGAllen | 4 | GGAllen_4 | 28502 | coal | 278 | 8.3258 | 9.5557 | 10.1706 | 105.64 | 97.3 | 12 | 12 | 4.6 | 442.7349 | 19460
GGAllen | 5 | GGAllen_5 | 28502 | coal | 272 | 9.449 | 10.6788 | 11.2938 | 103.36 | 95.2 | 12 | 12 | 4.6 | 433.1794 | 19040
JamesERogersEnergyComplex | 5 | JamesERogersEnergyComplex_5 | 4484 | coal | 621 | 8.0443 | 9.2741 | 9.889 | 235.98 | 217.35 | 12 | 12 | 4.6 | 988.9869 | 43470
JamesERogersEnergyComplex | 6 | JamesERogersEnergyComplex_6 | 4484 | coal | 909.5 | 8.0443 | 9.2741 | 9.889 | 345.61 | 318.325 | 12 | 12 | 4.6 | 1448.4437 | 63665
Marshall(NC) | 1 | Marshall_1 | 6669 | coal | 348.5 | 8.0702 | 9.3 | 9.9149 | 132.43 | 121.975 | 12 | 12 | 4.6 | 555.0111 | 24395
Marshall(NC) | 2 | Marshall_2 | 6669 | coal | 348.5 | 8.1527 | 9.3825 | 9.9974 | 132.43 | 121.975 | 12 | 12 | 4.6 | 555.0111 | 24395
Marshall(NC) | 3 | Marshall_3 | 6669 | coal | 711 | 7.7312 | 8.9611 | 9.576 | 270.18 | 248.85 | 12 | 12 | 4.6 | 1132.3183 | 49770
Marshall(NC) | 4 | Marshall_4 | 6669 | coal | 711 | 7.356 | 8.5859 | 9.2008 | 270.18 | 248.85 | 12 | 12 | 4.6 | 1132.3183 | 49770
Mayo | 1 | Mayo_1 | 1834 | coal | 763.2 | 4.5973 | 5.8272 | 6.4421 | 290.016 | 267.12 | 12 | 12 | 4.6 | 1215.4505 | 53424
Roxboro | 1 | Roxboro_1 | 1514 | coal | 410.8 | 8.647 | 9.8768 | 10.4918 | 156.104 | 143.78 | 12 | 12 | 4.6 | 654.2283 | 28756
Roxboro | 2 | Roxboro_2 | 1514 | coal | 657 | 7.6345 | 8.8643 | 9.4793 | 249.66 | 229.95 | 12 | 12 | 4.6 | 1046.3194 | 45990
Roxboro | 3 | Roxboro_3 | 1514 | coal | 745.2 | 2.7661 | 3.996 | 4.6109 | 283.176 | 260.82 | 12 | 12 | 4.6 | 1186.7842 | 52164
Roxboro | 4 | Roxboro_4 | 1514 | coal | 745.2 | 3.7984 | 5.0282 | 5.6431 | 283.176 | 260.82 | 12 | 12 | 4.6 | 1186.7842 | 52164
UnivofNCChapelHillCogenFacility | TG3 | UnivofNCChapelHillCogenFacility_TG3 | 4169 | coal | 28 | 16.5729 | 17.8028 | 18.4177 | 10.64 | 9.8 | 12 | 12 | 4.6 | 44.592 | 1960
RosemaryPowerStation | GEN3 | RosemaryPowerStation_GEN3 | 10054 | oil | 54 | 15.6443 | 16.8741 | 17.489 | 20.52 | 54 | 1 | 1 | 2 | 85.9989 | 3780
RosemaryPowerStation | GEN1 | RosemaryPowerStation_GEN1 | 10054 | oil | 86 | 15.6443 | 16.8741 | 17.489 | 32.68 | 86 | 1 | 1 | 2 | 136.9611 | 6020
RosemaryPowerStation | GEN2 | RosemaryPowerStation_GEN2 | 10054 | oil | 40 | 15.6443 | 16.8741 | 17.489 | 15.2 | 40 | 1 | 1 | 2 | 63.7029 | 2800
Blewett | GT1 | Blewett_GT1 | 29024 | oil | 17.5 | 2104.7659 | 2104.896 | 2104.961 | 6.65 | 17.5 | 1 | 1 | 2 | 26.9307 | 1225
Blewett | GT2 | Blewett_GT2 | 29024 | oil | 17.5 | 3289.8082 | 3289.9383 | 3290.0033 | 6.65 | 17.5 | 1 | 1 | 2 | 26.9307 | 1225
Blewett | GT3 | Blewett_GT3 | 29024 | oil | 17.5 | 3289.8082 | 3289.9383 | 3290.0033 | 6.65 | 17.5 | 1 | 1 | 2 | 26.9307 | 1225
Blewett | GT4 | Blewett_GT4 | 29024 | oil | 17.5 | 3289.8082 | 3289.9383 | 3290.0033 | 6.65 | 17.5 | 1 | 1 | 2 | 26.9307 | 1225
WHWeatherspoon | GT1 | WHWeatherspoon_GT1 | 28662 | oil | 39.7 | 46.8091 | 46.9392 | 47.0042 | 15.086 | 39.7 | 1 | 1 | 2 | 61.0943 | 2779
WHWeatherspoon | GT2 | WHWeatherspoon_GT2 | 28662 | oil | 39.7 | 39.8422 | 39.9723 | 40.0373 | 15.086 | 39.7 | 1 | 1 | 2 | 61.0943 | 2779
WHWeatherspoon | GT3 | WHWeatherspoon_GT3 | 28662 | oil | 41.8 | 35.4955 | 35.6256 | 35.6906 | 15.884 | 41.8 | 1 | 1 | 2 | 64.3259 | 2926
WHWeatherspoon | GT4 | WHWeatherspoon_GT4 | 28662 | oil | 41.8 | 39.8278 | 39.9578 | 40.0229 | 15.884 | 41.8 | 1 | 1 | 2 | 64.3259 | 2926
AlbemarleHospitalUnit | 1 | AlbemarleHospitalUnit_1 | 15692 | oil | 1.8 | 10.4483 | 10.5784 | 10.6434 | 0.684 | 1.8 | 1 | 1 | 2 | 2.77 | 126
AlbemarlePrimePowerPark | Unit1 | AlbemarlePrimePowerPark_Unit1 | 15692 | oil | 1.8 | 17.6523 | 17.7823 | 17.8474 | 0.684 | 1.8 | 1 | 1 | 2 | 2.77 | 126
AlbemarlePrimePowerPark | Unit2 | AlbemarlePrimePowerPark_Unit2 | 15692 | oil | 1.8 | 17.6523 | 17.7823 | 17.8474 | 0.684 | 1.8 | 1 | 1 | 2 | 2.77 | 126
BosticDeliveryNo2 | 1 | BosticDeliveryNo2_1 | 15511 | oil | 1 | 23.0241 | 23.1541 | 23.2192 | 0.38 | 1 | 1 | 1 | 2 | 1.5389 | 70
Buxton | 1A | Buxton_1A | 13780 | oil | 3 | 28.8939 | 29.0239 | 29.089 | 1.14 | 3 | 1 | 1 | 2 | 4.6167 | 210
Buxton | 2A | Buxton_2A | 13780 | oil | 3 | 28.8939 | 29.0239 | 29.089 | 1.14 | 3 | 1 | 1 | 2 | 4.6167 | 210
Buxton | 3A | Buxton_3A | 13780 | oil | 3 | 28.8939 | 29.0239 | 29.089 | 1.14 | 3 | 1 | 1 | 2 | 4.6167 | 210
Buxton | 4A | Buxton_4A | 13780 | oil | 3 | 28.8939 | 29.0239 | 29.089 | 1.14 | 3 | 1 | 1 | 2 | 4.6167 | 210
Buxton | 5A | Buxton_5A | 13780 | oil | 3 | 28.8939 | 29.0239 | 29.089 | 1.14 | 3 | 1 | 1 | 2 | 4.6167 | 210
CatawbaRiverPollutionControl | 1234 | CatawbaRiverPollutionControl_1234 | 14301 | oil | 1.3 | 117.5241 | 117.6541 | 117.7192 | 0.494 | 1.3 | 1 | 1 | 2 | 2.0006 | 91
CenturyLinkRegionalHQ | GEN1 | CenturyLinkRegionalHQ_GEN1 | 1754 | oil | 1 | 16.0241 | 16.1541 | 16.2192 | 0.38 | 1 | 1 | 1 | 2 | 1.5389 | 70
CenturyLinkRegionalHQ | GEN2 | CenturyLinkRegionalHQ_GEN2 | 1754 | oil | 1 | 16.0241 | 16.1541 | 16.2192 | 0.38 | 1 | 1 | 1 | 2 | 1.5389 | 70
CherryvilleCityHall | 1 | CherryvilleCityHall_1 | 4517 | oil | 1.8 | 18.0829 | 18.213 | 18.278 | 0.684 | 1.8 | 1 | 1 | 2 | 2.77 | 126
CorneliusDeliveryNo1 | 1 | CorneliusDeliveryNo1_1 | 4098 | oil | 2.2 | 16.0241 | 16.1541 | 16.2192 | 0.836 | 2.2 | 1 | 1 | 2 | 3.3856 | 154
DrexelOperationsCenter | 1 | DrexelOperationsCenter_1 | 29284 | oil | 2.2 | 30.786 | 30.916 | 30.9811 | 0.836 | 2.2 | 1 | 1 | 2 | 3.3856 | 154
DSMPharmaceuticals | GEN2 | DSMPharmaceuticals_GEN2 | 9508 | oil | 0.3 | 9.207 | 9.3371 | 9.4021 | 0.114 | 0.3 | 1 | 1 | 2 | 0.46167 | 21
DSMPharmaceuticals | GEN3 | DSMPharmaceuticals_GEN3 | 9508 | oil | 1.1 | 9.2071 | 9.3372 | 9.4022 | 0.418 | 1.1 | 1 | 1 | 2 | 1.6928 | 77
DSMPharmaceuticals | GEN4 | DSMPharmaceuticals_GEN4 | 9508 | oil | 1.2 | 9.2072 | 9.3372 | 9.4023 | 0.456 | 1.2 | 1 | 1 | 2 | 1.8467 | 84
DSMPharmaceuticals | GEN5 | DSMPharmaceuticals_GEN5 | 9508 | oil | 1 | 9.2072 | 9.3372 | 9.4022 | 0.38 | 1 | 1 | 1 | 2 | 1.5389 | 70
DSMPharmaceuticals | GEN6 | DSMPharmaceuticals_GEN6 | 9508 | oil | 1.2 | 9.2072 | 9.3372 | 9.4023 | 0.456 | 1.2 | 1 | 1 | 2 | 1.8467 | 84
DSMPharmaceuticals | GEN7 | DSMPharmaceuticals_GEN7 | 9508 | oil | 0.1 | 9.2067 | 9.3368 | 9.4018 | 0.038 | 0.1 | 1 | 1 | 2 | 0.15389 | 7
DSMPharmaceuticals | GEN8 | DSMPharmaceuticals_GEN8 | 9508 | oil | 0.3 | 9.207 | 9.3371 | 9.4021 | 0.114 | 0.3 | 1 | 1 | 2 | 0.46167 | 21
EastsideWWTP | 1 | EastsideWWTP_1 | 7031 | oil | 1.8 | 7.8837 | 8.0138 | 8.0788 | 0.684 | 1.8 | 1 | 1 | 2 | 2.77 | 126
EastsideWWTP | 2 | EastsideWWTP_2 | 7031 | oil | 1.8 | 7.8837 | 8.0138 | 8.0788 | 0.684 | 1.8 | 1 | 1 | 2 | 2.77 | 126
EastsideWWTP | 3 | EastsideWWTP_3 | 7031 | oil | 1.8 | 7.8837 | 8.0138 | 8.0788 | 0.684 | 1.8 | 1 | 1 | 2 | 2.77 | 126
EdentonGenerators | 2 | EdentonGenerators_2 | 6422 | oil | 1.2 | 16.0241 | 16.1541 | 16.2192 | 0.456 | 1.2 | 1 | 1 | 2 | 1.8467 | 84
EdentonGenerators | 3 | EdentonGenerators_3 | 6422 | oil | 1.2 | 25.2557 | 25.3857 | 25.4507 | 0.456 | 1.2 | 1 | 1 | 2 | 1.8467 | 84
GastonMemorialHospital | GMH1 | GastonMemorialHospital_GMH1 | 4475 | oil | 1.8 | 13.4786 | 13.6087 | 13.6737 | 0.684 | 1.8 | 1 | 1 | 2 | 2.77 | 126
GastoniaPrimePowerPark | 1 | GastoniaPrimePowerPark_1 | 4517 | oil | 2.3 | 16.0241 | 16.1541 | 16.2192 | 0.874 | 2.3 | 1 | 1 | 2 | 3.5395 | 161
GastoniaPrimePowerPark | 2 | GastoniaPrimePowerPark_2 | 4517 | oil | 2.3 | 16.0241 | 16.1541 | 16.2192 | 0.874 | 2.3 | 1 | 1 | 2 | 3.5395 | 161
GastoniaPrimePowerPark | 3 | GastoniaPrimePowerPark_3 | 4517 | oil | 1.8 | 16.0241 | 16.1541 | 16.2192 | 0.684 | 1.8 | 1 | 1 | 2 | 2.77 | 126
GastoniaPrimePowerPark | 4 | GastoniaPrimePowerPark_4 | 4517 | oil | 1.8 | 16.0241 | 16.1541 | 16.2192 | 0.684 | 1.8 | 1 | 1 | 2 | 2.77 | 126
GastoniaPrimePowerPark | 5 | GastoniaPrimePowerPark_5 | 4517 | oil | 1.8 | 16.0241 | 16.1541 | 16.2192 | 0.684 | 1.8 | 1 | 1 | 2 | 2.77 | 126
GastoniaPrimePowerPark | 6 | GastoniaPrimePowerPark_6 | 4517 | oil | 1.8 | 16.0241 | 16.1541 | 16.2192 | 0.684 | 1.8 | 1 | 1 | 2 | 2.77 | 126
Gastonia,TulipDrive | DG3 | GastoniaTulipDrive_DG3 | 4517 | oil | 1.8 | 44.3039 | 44.434 | 44.499 | 0.684 | 1.8 | 1 | 1 | 2 | 2.77 | 126
Gastonia,TulipDrive | Unit1 | GastoniaTulipDrive_Unit1 | 4517 | oil | 1.8 | 44.3039 | 44.434 | 44.499 | 0.684 | 1.8 | 1 | 1 | 2 | 2.77 | 126
Gastonia,TulipDrive | Unit2 | GastoniaTulipDrive_Unit2 | 4517 | oil | 1.8 | 44.3039 | 44.434 | 44.499 | 0.684 | 1.8 | 1 | 1 | 2 | 2.77 | 126
GraniteFallsWalmart | 1 | GraniteFallsWalmart_1 | 14258 | oil | 2.2 | 32.6557 | 32.7857 | 32.8507 | 0.836 | 2.2 | 1 | 1 | 2 | 3.3856 | 154
HighPoint,Fairfield | 1 | HighPointFairfield_1 | 7041 | oil | 1.8 | 16.0241 | 16.1541 | 16.2192 | 0.684 | 1.8 | 1 | 1 | 2 | 2.77 | 126
HighPoint,POLO | 1 | HighPointPOLO_1 | 7041 | oil | 1.8 | 17.3067 | 17.4367 | 17.5018 | 0.684 | 1.8 | 1 | 1 | 2 | 2.77 | 126
HighPoint,PumpStationRd | Unit1 | HighPointPumpStationRd_Unit1 | 7041 | oil | 1.8 | 22.9664 | 23.0964 | 23.1615 | 0.684 | 1.8 | 1 | 1 | 2 | 2.77 | 126
HighPoint,PumpStationRd | Unit2 | HighPointPumpStationRd_Unit2 | 7041 | oil | 1.8 | 22.9664 | 23.0964 | 23.1615 | 0.684 | 1.8 | 1 | 1 | 2 | 2.77 | 126
HuntersvilleDeliveryNo2 | 1 | HuntersvilleDeliveryNo2_1 | 28471 | oil | 2.2 | 16.0241 | 16.1541 | 16.2192 | 0.836 | 2.2 | 1 | 1 | 2 | 3.3856 | 154
LandisDeliveryNo2 | 1 | LandisDeliveryNo2_1 | 29477 | oil | 2.2 | 16.0241 | 16.1541 | 16.2192 | 0.836 | 2.2 | 1 | 1 | 2 | 3.3856 | 154
Lexington | Unit1 | Lexington_Unit1 | 6954 | oil | 1.8 | 16.0241 | 16.1541 | 16.2192 | 0.684 | 1.8 | 1 | 1 | 2 | 2.77 | 126
Lexington | Unit2 | Lexington_Unit2 | 6954 | oil | 1.8 | 16.0241 | 16.1541 | 16.2192 | 0.684 | 1.8 | 1 | 1 | 2 | 2.77 | 126
LexingtonHealthCenter | 1 | LexingtonHealthCenter_1 | 6954 | oil | 1.8 | 16.0241 | 16.1541 | 16.2192 | 0.684 | 1.8 | 1 | 1 | 2 | 2.77 | 126
LincolntonHighSchool | 1 | LincolntonHighSchool_1 | 15630 | oil | 1.8 | 17.663 | 17.793 | 17.8581 | 0.684 | 1.8 | 1 | 1 | 2 | 2.77 | 126
LongCreekWasteWaterPlant | ES1 | LongCreekWasteWaterPlant_ES1 | 4517 | oil | 1.7 | 6.8048 | 6.9348 | 6.9999 | 0.646 | 1.7 | 1 | 1 | 2 | 2.6161 | 119
LongCreekWasteWaterPlant | ES2 | LongCreekWasteWaterPlant_ES2 | 4517 | oil | 1.7 | 6.8048 | 6.9348 | 6.9999 | 0.646 | 1.7 | 1 | 1 | 2 | 2.6161 | 119
LongCreekWasteWaterPlant | ES3 | LongCreekWasteWaterPlant_ES3 | 4517 | oil | 1.7 | 6.8048 | 6.9348 | 6.9999 | 0.646 | 1.7 | 1 | 1 | 2 | 2.6161 | 119
MaidenCommunityCenter | 1 | MaidenCommunityCenter_1 | 15630 | oil | 1.8 | 15.8777 | 16.0078 | 16.0728 | 0.684 | 1.8 | 1 | 1 | 2 | 2.77 | 126
MonroeMiddleSchool | 1 | MonroeMiddleSchool_1 | 15782 | oil | 1.8 | 16.3412 | 16.4712 | 16.5362 | 0.684 | 1.8 | 1 | 1 | 2 | 2.77 | 126
MorgantonStation5 | 1 | MorgantonStation5_1 | 13843 | oil | 1.8 | 16.0241 | 16.1541 | 16.2192 | 0.684 | 1.8 | 1 | 1 | 2 | 2.77 | 126
Morganton,ParkerRoad | 1 | MorgantonParkerRoad_1 | 29284 | oil | 1.8 | 16.0241 | 16.1541 | 16.2192 | 0.684 | 1.8 | 1 | 1 | 2 | 2.77 | 126
Murphy-BrownLLC | 01 | MurphyBrownLLC_01 | 9870 | oil | 1.2 | 12.3448 | 12.4749 | 12.5399 | 0.456 | 1.2 | 1 | 1 | 2 | 1.8467 | 84
Murphy-BrownLLC | 02 | MurphyBrownLLC_02 | 9870 | oil | 1.2 | 12.3448 | 12.4749 | 12.5399 | 0.456 | 1.2 | 1 | 1 | 2 | 1.8467 | 84
Ocracoke | 1 | Ocracoke_1 | 9864 | oil | 3 | 8.151 | 8.281 | 8.346 | 1.14 | 3 | 1 | 1 | 2 | 4.6167 | 210
PinevilleDelivery2 | 1 | PinevilleDelivery2_1 | 4459 | oil | 1.8 | 16.0241 | 16.1541 | 16.2192 | 0.684 | 1.8 | 1 | 1 | 2 | 2.77 | 126
Shelby,NC | GEN2 | ShelbyNC_GEN2 | 4496 | oil | 0.9 | 16.0241 | 16.1541 | 16.2192 | 0.342 | 0.9 | 1 | 1 | 2 | 1.385 | 63
Shelby,NC | GEN3 | ShelbyNC_GEN3 | 4496 | oil | 0.9 | 16.0241 | 16.1541 | 16.2192 | 0.342 | 0.9 | 1 | 1 | 2 | 1.385 | 63
Shelby,NC | GEN4 | ShelbyNC_GEN4 | 4496 | oil | 1.2 | 16.0241 | 16.1541 | 16.2192 | 0.456 | 1.2 | 1 | 1 | 2 | 1.8467 | 84
Shelby,NC | GEN5 | ShelbyNC_GEN5 | 4496 | oil | 1.2 | 16.0241 | 16.1541 | 16.2192 | 0.456 | 1.2 | 1 | 1 | 2 | 1.8467 | 84
Shelby,TomsStreet | 1 | ShelbyTomsStreet_1 | 4496 | oil | 1.8 | 16.0241 | 16.1541 | 16.2192 | 0.684 | 1.8 | 1 | 1 | 2 | 2.77 | 126
SmithfieldFarmlandCorpBladen | GEN1 | SmithfieldFarmlandCorpBladen_GEN1 | 7092 | oil | 1.5 | 8.5886 | 8.7186 | 8.7837 | 0.57 | 1.5 | 1 | 1 | 2 | 2.3083 | 105
SmithfieldFarmlandCorpBladen | GEN2 | SmithfieldFarmlandCorpBladen_GEN2 | 7092 | oil | 1.5 | 8.5886 | 8.7186 | 8.7837 | 0.57 | 1.5 | 1 | 1 | 2 | 2.3083 | 105
SmithfieldFarmlandCorpBladen | GEN3 | SmithfieldFarmlandCorpBladen_GEN3 | 7092 | oil | 1.5 | 8.5886 | 8.7186 | 8.7837 | 0.57 | 1.5 | 1 | 1 | 2 | 2.3083 | 105
SmithfieldFarmlandCorpBladen | GEN4 | SmithfieldFarmlandCorpBladen_GEN4 | 7092 | oil | 1.5 | 8.5886 | 8.7186 | 8.7837 | 0.57 | 1.5 | 1 | 1 | 2 | 2.3083 | 105
SmithfieldFarmlandCorpBladen | GEN5 | SmithfieldFarmlandCorpBladen_GEN5 | 7092 | oil | 1.5 | 8.5886 | 8.7186 | 8.7837 | 0.57 | 1.5 | 1 | 1 | 2 | 2.3083 | 105
SmithfieldFarmlandCorpBladen | GEN6 | SmithfieldFarmlandCorpBladen_GEN6 | 7092 | oil | 1.5 | 8.5886 | 8.7186 | 8.7837 | 0.57 | 1.5 | 1 | 1 | 2 | 2.3083 | 105
SmithfieldFarmlandCorpBladen | GEN7 | SmithfieldFarmlandCorpBladen_GEN7 | 7092 | oil | 1.5 | 8.5886 | 8.7186 | 8.7837 | 0.57 | 1.5 | 1 | 1 | 2 | 2.3083 | 105
SmithfieldFarmlandCorpBladen | GEN8 | SmithfieldFarmlandCorpBladen_GEN8 | 7092 | oil | 1.5 | 8.5886 | 8.7186 | 8.7837 | 0.57 | 1.5 | 1 | 1 | 2 | 2.3083 | 105
SmithfieldFarmlandCorpBladen | GEN9 | SmithfieldFarmlandCorpBladen_GEN9 | 7092 | oil | 1.5 | 8.5886 | 8.7186 | 8.7837 | 0.57 | 1.5 | 1 | 1 | 2 | 2.3083 | 105
SmithfieldFarmlandCorpBladen | GN10 | SmithfieldFarmlandCorpBladen_GN10 | 7092 | oil | 1.5 | 8.5886 | 8.7186 | 8.7837 | 0.57 | 1.5 | 1 | 1 | 2 | 2.3083 | 105
SmithfieldFarmlandCorpBladen | GN11 | SmithfieldFarmlandCorpBladen_GN11 | 7092 | oil | 1.5 | 8.5886 | 8.7186 | 8.7837 | 0.57 | 1.5 | 1 | 1 | 2 | 2.3083 | 105
SmithfieldFarmlandCorpBladen | GN12 | SmithfieldFarmlandCorpBladen_GN12 | 7092 | oil | 1.5 | 8.5886 | 8.7186 | 8.7837 | 0.57 | 1.5 | 1 | 1 | 2 | 2.3083 | 105
SmithfieldFarmlandCorpBladen | GN13 | SmithfieldFarmlandCorpBladen_GN13 | 7092 | oil | 1.5 | 8.5886 | 8.7186 | 8.7837 | 0.57 | 1.5 | 1 | 1 | 2 | 2.3083 | 105
SmithfieldFarmlandCorpBladen | GN14 | SmithfieldFarmlandCorpBladen_GN14 | 7092 | oil | 1.5 | 8.5886 | 8.7186 | 8.7837 | 0.57 | 1.5 | 1 | 1 | 2 | 2.3083 | 105
SmithfieldFarmlandCorpBladen | GN15 | SmithfieldFarmlandCorpBladen_GN15 | 7092 | oil | 1.5 | 8.5886 | 8.7186 | 8.7837 | 0.57 | 1.5 | 1 | 1 | 2 | 2.3083 | 105
SmithfieldFarmlandCorpBladen | GN16 | SmithfieldFarmlandCorpBladen_GN16 | 7092 | oil | 1.5 | 8.5886 | 8.7186 | 8.7837 | 0.57 | 1.5 | 1 | 1 | 2 | 2.3083 | 105
SmithfieldFarmlandCorpBladen | GN17 | SmithfieldFarmlandCorpBladen_GN17 | 7092 | oil | 1.5 | 8.5886 | 8.7186 | 8.7837 | 0.57 | 1.5 | 1 | 1 | 2 | 2.3083 | 105
SmithfieldFarmlandCorpBladen | GN18 | SmithfieldFarmlandCorpBladen_GN18 | 7092 | oil | 1.5 | 8.5886 | 8.7186 | 8.7837 | 0.57 | 1.5 | 1 | 1 | 2 | 2.3083 | 105
SmithfieldFarmlandCorpBladen | GN19 | SmithfieldFarmlandCorpBladen_GN19 | 7092 | oil | 1.5 | 8.5886 | 8.7186 | 8.7837 | 0.57 | 1.5 | 1 | 1 | 2 | 2.3083 | 105
SmithfieldPackagedMeatsCorp | 1 | SmithfieldPackagedMeatsCorp_1 | 6892 | oil | 1.4 | 6.1373 | 6.2673 | 6.3324 | 0.532 | 1.4 | 1 | 1 | 2 | 2.1545 | 98
SmithfieldPackagedMeatsCorp | 2 | SmithfieldPackagedMeatsCorp_2 | 6892 | oil | 1.4 | 6.1373 | 6.2673 | 6.3324 | 0.532 | 1.4 | 1 | 1 | 2 | 2.1545 | 98
SmithfieldPackagedMeatsCorp | 1 | SmithfieldPackagedMeatsCorp_1 | 9484 | oil | 2.3 | 8.846 | 8.976 | 9.0411 | 0.874 | 2.3 | 1 | 1 | 2 | 3.5395 | 161
SmithfieldPackagedMeatsCorp | 2 | SmithfieldPackagedMeatsCorp_2 | 9484 | oil | 2.3 | 8.846 | 8.976 | 9.0411 | 0.874 | 2.3 | 1 | 1 | 2 | 3.5395 | 161
SmithfieldPackagedMeatsCorp | 3 | SmithfieldPackagedMeatsCorp_3 | 9484 | oil | 2.3 | 8.846 | 8.976 | 9.0411 | 0.874 | 2.3 | 1 | 1 | 2 | 3.5395 | 161
SmithfieldPackagedMeatsCorp | 4 | SmithfieldPackagedMeatsCorp_4 | 9484 | oil | 2.3 | 8.846 | 8.976 | 9.0411 | 0.874 | 2.3 | 1 | 1 | 2 | 3.5395 | 161
StatesvilleDeliveryNo3 | 1 | StatesvilleDeliveryNo3_1 | 10017 | oil | 2.2 | 16.0241 | 16.1541 | 16.2192 | 0.836 | 2.2 | 1 | 1 | 2 | 3.3856 | 154
Statesville,Highway64 | 1 | StatesvilleHighway64_1 | 10017 | oil | 1.8 | 16.0241 | 16.1541 | 16.2192 | 0.684 | 1.8 | 1 | 1 | 2 | 2.77 | 126
UnivofNCChapelHillCogenFacility | ES001 | UnivofNCChapelHillCogenFacility_ES001 | 4169 | oil | 2 | 16.0241 | 16.1541 | 16.2192 | 0.76 | 2 | 1 | 1 | 2 | 3.0778 | 140
UnivofNCChapelHillCogenFacility | ES002 | UnivofNCChapelHillCogenFacility_ES002 | 4169 | oil | 2 | 16.0241 | 16.1541 | 16.2192 | 0.76 | 2 | 1 | 1 | 2 | 3.0778 | 140
WardWTP | 1 | WardWTP_1 | 7041 | oil | 1 | 8.7594 | 8.8894 | 8.9545 | 0.38 | 1 | 1 | 1 | 2 | 1.5389 | 70
WardWTP | 2 | WardWTP_2 | 7041 | oil | 1 | 8.7594 | 8.8894 | 8.9545 | 0.38 | 1 | 1 | 1 | 2 | 1.5389 | 70
WaterFilterPlant#2 | 1299 | WaterFilterPlant2_1299 | 14783 | oil | 1.8 | 21.7164 | 21.8464 | 21.9115 | 0.684 | 1.8 | 1 | 1 | 2 | 2.77 | 126
WestsideWWTP | 1 | WestsideWWTP_1 | 7041 | oil | 1.8 | 8.4835 | 8.6136 | 8.6786 | 0.684 | 1.8 | 1 | 1 | 2 | 2.77 | 126
Works53 | 1 | Works53_1 | 6954 | oil | 1 | 19.7181 | 19.8481 | 19.9131 | 0.38 | 1 | 1 | 1 | 2 | 1.5389 | 70
Works53 | 2 | Works53_2 | 6954 | oil | 1.2 | 19.7164 | 19.8464 | 19.9115 | 0.456 | 1.2 | 1 | 1 | 2 | 1.8467 | 84
Works53 | 3 | Works53_3 | 6954 | oil | 0.8 | 19.7143 | 19.8444 | 19.9094 | 0.304 | 0.8 | 1 | 1 | 2 | 1.2311 | 56
Asheville | ST6 | Asheville_ST6 | 28665 | ngcc | 102 | 6.9707 | 7.4926 | 7.7536 | 38.76 | 102 | 6 | 6 | 3.17 | 127.0242 | 7140
Asheville | ST8 | Asheville_ST8 | 28665 | ngcc | 102 | 6.9707 | 7.4926 | 7.7536 | 38.76 | 102 | 6 | 6 | 3.17 | 127.0242 | 7140
Asheville | CT5 | Asheville_CT5 | 28665 | ngcc | 191.2 | 6.9707 | 7.4926 | 7.7536 | 72.656 | 191.2 | 6 | 6 | 3.17 | 238.1081 | 13384
Asheville | CT7 | Asheville_CT7 | 28665 | ngcc | 191.2 | 6.9707 | 7.4926 | 7.7536 | 72.656 | 191.2 | 6 | 6 | 3.17 | 238.1081 | 13384
Buck | ST10 | Buck_ST10 | 6685 | ngcc | 327.3 | 5.3478 | 5.8697 | 6.1306 | 124.374 | 327.3 | 6 | 6 | 3.17 | 407.5982 | 22911
Buck | CT11 | Buck_CT11 | 6685 | ngcc | 185.3 | 5.3478 | 5.8697 | 6.1306 | 70.414 | 185.3 | 6 | 6 | 3.17 | 230.7606 | 12971
Buck | CT12 | Buck_CT12 | 6685 | ngcc | 185.3 | 5.3478 | 5.8697 | 6.1306 | 70.414 | 185.3 | 6 | 6 | 3.17 | 230.7606 | 12971
Butler-WarnerGenerationPlant | 9 | ButlerWarnerGenerationPlant_9 | 7619 | ngcc | 73 | 10.7354 | 11.2573 | 11.5183 | 27.74 | 73 | 6 | 6 | 3.17 | 90.9095 | 5110
Butler-WarnerGenerationPlant | 1 | ButlerWarnerGenerationPlant_1 | 7619 | ngcc | 28.8 | 10.7354 | 11.2573 | 11.5183 | 10.944 | 28.8 | 6 | 6 | 3.17 | 35.8657 | 2016
Butler-WarnerGenerationPlant | 2 | ButlerWarnerGenerationPlant_2 | 7619 | ngcc | 28.8 | 10.7354 | 11.2573 | 11.5183 | 10.944 | 28.8 | 6 | 6 | 3.17 | 35.8657 | 2016
Butler-WarnerGenerationPlant | 3 | ButlerWarnerGenerationPlant_3 | 7619 | ngcc | 28.8 | 10.7354 | 11.2573 | 11.5183 | 10.944 | 28.8 | 6 | 6 | 3.17 | 35.8657 | 2016
Butler-WarnerGenerationPlant | 6 | ButlerWarnerGenerationPlant_6 | 7619 | ngcc | 28.8 | 10.7354 | 11.2573 | 11.5183 | 10.944 | 28.8 | 6 | 6 | 3.17 | 35.8657 | 2016
Butler-WarnerGenerationPlant | 7 | ButlerWarnerGenerationPlant_7 | 7619 | ngcc | 28.8 | 10.7354 | 11.2573 | 11.5183 | 10.944 | 28.8 | 6 | 6 | 3.17 | 35.8657 | 2016
Butler-WarnerGenerationPlant | 8 | ButlerWarnerGenerationPlant_8 | 7619 | ngcc | 28.8 | 10.7354 | 11.2573 | 11.5183 | 10.944 | 28.8 | 6 | 6 | 3.17 | 35.8657 | 2016
DanRiver | ST7 | DanRiver_ST7 | 7014 | ngcc | 327.3 | 5.5196 | 6.0415 | 6.3024 | 124.374 | 327.3 | 6 | 6 | 3.17 | 407.5982 | 22911
DanRiver | CT8 | DanRiver_CT8 | 7014 | ngcc | 185.3 | 5.5196 | 6.0415 | 6.3024 | 70.414 | 185.3 | 6 | 6 | 3.17 | 230.7606 | 12971
DanRiver | CT9 | DanRiver_CT9 | 7014 | ngcc | 185.3 | 5.5196 | 6.0415 | 6.3024 | 70.414 | 185.3 | 6 | 6 | 3.17 | 230.7606 | 12971
HFLeeSteamElectricPlant | ST1 | HFLeeSteamElectricPlant_ST1 | 6661 | ngcc | 380 | 5.3752 | 5.8971 | 6.1581 | 144.4 | 380 | 6 | 6 | 3.17 | 473.2274 | 26600
HFLeeSteamElectricPlant | 1A | HFLeeSteamElectricPlant_1A | 6661 | ngcc | 180 | 5.3752 | 5.8971 | 6.1581 | 68.4 | 180 | 6 | 6 | 3.17 | 224.1604 | 12600
HFLeeSteamElectricPlant | 1B | HFLeeSteamElectricPlant_1B | 6661 | ngcc | 180 | 5.3752 | 5.8971 | 6.1581 | 68.4 | 180 | 6 | 6 | 3.17 | 224.1604 | 12600
HFLeeSteamElectricPlant | 1C | HFLeeSteamElectricPlant_1C | 6661 | ngcc | 180 | 5.3752 | 5.8971 | 6.1581 | 68.4 | 180 | 6 | 6 | 3.17 | 224.1604 | 12600
KingsMountainEnergyCenter | KMEC2 | KingsMountainEnergyCenter_KMEC2 | 4517 | ngcc | 233.7 | 3.5939 | 4.1158 | 4.3768 | 88.806 | 233.7 | 6 | 6 | 3.17 | 291.0349 | 16359
KingsMountainEnergyCenter | KMEC1 | KingsMountainEnergyCenter_KMEC1 | 4517 | ngcc | 310.2 | 3.5939 | 4.1158 | 4.3768 | 117.876 | 310.2 | 6 | 6 | 3.17 | 386.303 | 21714
LVSutton | CA1 | LVSutton_CA1 | 28666 | ngcc | 288 | 5.6868 | 6.2087 | 6.4697 | 109.44 | 288 | 6 | 6 | 3.17 | 358.6566 | 20160
LVSutton | CT1 | LVSutton_CT1 | 28666 | ngcc | 221 | 5.6868 | 6.2087 | 6.4697 | 83.98 | 221 | 6 | 6 | 3.17 | 275.2191 | 15470
LVSutton | CT2 | LVSutton_CT2 | 28666 | ngcc | 221 | 5.6868 | 6.2087 | 6.4697 | 83.98 | 221 | 6 | 6 | 3.17 | 275.2191 | 15470
Rowan | STG | Rowan_STG | 4473 | ngcc | 195 | 6.9707 | 7.4926 | 7.7536 | 74.1 | 195 | 6 | 6 | 3.17 | 242.8404 | 13650
Rowan | 4 | Rowan_4 | 4473 | ngcc | 199.4 | 6.9707 | 7.4926 | 7.7536 | 75.772 | 199.4 | 6 | 6 | 3.17 | 248.3199 | 13958
Rowan | 5 | Rowan_5 | 4473 | ngcc | 199.4 | 6.9707 | 7.4926 | 7.7536 | 75.772 | 199.4 | 6 | 6 | 3.17 | 248.3199 | 13958
SherwoodHSmithJrEnergyComplex | ST4 | SherwoodHSmithJrEnergyComplex_ST4 | 28663 | ngcc | 195.5 | 6.9707 | 7.4926 | 7.7536 | 74.29 | 195.5 | 6 | 6 | 3.17 | 243.463 | 13685
SherwoodHSmithJrEnergyComplex | ST5 | SherwoodHSmithJrEnergyComplex_ST5 | 28663 | ngcc | 271.1 | 6.9707 | 7.4926 | 7.7536 | 103.018 | 271.1 | 6 | 6 | 3.17 | 337.6104 | 18977
SherwoodHSmithJrEnergyComplex | 10 | SherwoodHSmithJrEnergyComplex_10 | 28663 | ngcc | 191.2 | 6.9707 | 7.4926 | 7.7536 | 72.656 | 191.2 | 6 | 6 | 3.17 | 238.1081 | 13384
SherwoodHSmithJrEnergyComplex | 7 | SherwoodHSmithJrEnergyComplex_7 | 28663 | ngcc | 199.4 | 6.9707 | 7.4926 | 7.7536 | 75.772 | 199.4 | 6 | 6 | 3.17 | 248.3199 | 13958
SherwoodHSmithJrEnergyComplex | 8 | SherwoodHSmithJrEnergyComplex_8 | 28663 | ngcc | 199.4 | 6.9707 | 7.4926 | 7.7536 | 75.772 | 199.4 | 6 | 6 | 3.17 | 248.3199 | 13958
SherwoodHSmithJrEnergyComplex | 9 | SherwoodHSmithJrEnergyComplex_9 | 28663 | ngcc | 191.2 | 6.9707 | 7.4926 | 7.7536 | 72.656 | 191.2 | 6 | 6 | 3.17 | 238.1081 | 13384
AnsonCountyGenerationFacility | 1 | AnsonCountyGenerationFacility_1 | 29024 | ngct | 57.3 | 11.7541 | 11.8841 | 11.9492 | 21.774 | 57.3 | 1 | 1 | 3.17 | 88.1789 | 4011
AnsonCountyGenerationFacility | 2 | AnsonCountyGenerationFacility_2 | 29024 | ngct | 57.3 | 11.7541 | 11.8841 | 11.9492 | 21.774 | 57.3 | 1 | 1 | 3.17 | 88.1789 | 4011
AnsonCountyGenerationFacility | 3 | AnsonCountyGenerationFacility_3 | 29024 | ngct | 57.3 | 11.7541 | 11.8841 | 11.9492 | 21.774 | 57.3 | 1 | 1 | 3.17 | 88.1789 | 4011
AnsonCountyGenerationFacility | 4 | AnsonCountyGenerationFacility_4 | 29024 | ngct | 57.3 | 11.7541 | 11.8841 | 11.9492 | 21.774 | 57.3 | 1 | 1 | 3.17 | 88.1789 | 4011
AnsonCountyGenerationFacility | 5 | AnsonCountyGenerationFacility_5 | 29024 | ngct | 57.3 | 11.7541 | 11.8841 | 11.9492 | 21.774 | 57.3 | 1 | 1 | 3.17 | 88.1789 | 4011
AnsonCountyGenerationFacility | 6 | AnsonCountyGenerationFacility_6 | 29024 | ngct | 57.3 | 11.7541 | 11.8841 | 11.9492 | 21.774 | 57.3 | 1 | 1 | 3.17 | 88.1789 | 4011
ArcherDanielsMidlandSouthport | GEN1 | ArcherDanielsMidlandSouthport_GEN1 | 6676 | ngct | 18 | 12.984 | 13.1141 | 13.1791 | 6.84 | 18 | 1 | 1 | 3.17 | 27.7002 | 1260
ArcherDanielsMidlandSouthport | GEN2 | ArcherDanielsMidlandSouthport_GEN2 | 6676 | ngct | 17.5 | 12.984 | 13.1141 | 13.1791 | 6.65 | 17.5 | 1 | 1 | 3.17 | 26.9307 | 1225
ArcherDanielsMidlandSouthport | GEN3 | ArcherDanielsMidlandSouthport_GEN3 | 6676 | ngct | 17 | 12.984 | 13.1141 | 13.1791 | 6.46 | 17 | 1 | 1 | 3.17 | 26.1613 | 1190
Asheville | GT1 | Asheville_GT1 | 28665 | ngct | 211.7 | 9.7473 | 9.8773 | 9.9423 | 80.446 | 211.7 | 1 | 1 | 3.17 | 325.7847 | 14819
Asheville | GT2 | Asheville_GT2 | 28665 | ngct | 211.8 | 10.1 | 10.23 | 10.295 | 80.484 | 211.8 | 1 | 1 | 3.17 | 325.9386 | 14826
Butler-WarnerGenerationPlant | 4 | ButlerWarnerGenerationPlant_4 | 7619 | ngct | 28.8 | 16.4188 | 16.5488 | 16.6139 | 10.944 | 28.8 | 1 | 1 | 3.17 | 44.3203 | 2016
Butler-WarnerGenerationPlant | 5 | ButlerWarnerGenerationPlant_5 | 7619 | ngct | 28.8 | 11.8461 | 11.9762 | 12.0412 | 10.944 | 28.8 | 1 | 1 | 3.17 | 44.3203 | 2016
ClevelandCntyGeneratingFacility | 1 | ClevelandCntyGeneratingFacility_1 | 4496 | ngct | 184 | 18.5995 | 18.7295 | 18.7946 | 69.92 | 184 | 1 | 1 | 3.17 | 283.1572 | 12880
ClevelandCntyGeneratingFacility | 2 | ClevelandCntyGeneratingFacility_2 | 4496 | ngct | 184 | 22.4944 | 22.6244 | 22.6894 | 69.92 | 184 | 1 | 1 | 3.17 | 283.1572 | 12880
ClevelandCntyGeneratingFacility | 3 | ClevelandCntyGeneratingFacility_3 | 4496 | ngct | 184 | 20.8724 | 21.0025 | 21.0675 | 69.92 | 184 | 1 | 1 | 3.17 | 283.1572 | 12880
ClevelandCntyGeneratingFacility | 4 | ClevelandCntyGeneratingFacility_4 | 4496 | ngct | 184 | 12.4005 | 12.5305 | 12.5956 | 69.92 | 184 | 1 | 1 | 3.17 | 283.1572 | 12880
DSMPharmaceuticals | GEN1 | DSMPharmaceuticals_GEN1 | 9508 | ngct | 4 | 16.4646 | 16.5946 | 16.6596 | 1.52 | 4 | 1 | 1 | 3.17 | 6.1556 | 280
HamletGeneratingFacility | ES1 | HamletGeneratingFacility_ES1 | 28663 | ngct | 57.3 | 11.7541 | 11.8841 | 11.9492 | 21.774 | 57.3 | 1 | 1 | 3.17 | 88.1789 | 4011
HamletGeneratingFacility | ES2 | HamletGeneratingFacility_ES2 | 28663 | ngct | 57.3 | 11.7541 | 11.8841 | 11.9492 | 21.774 | 57.3 | 1 | 1 | 3.17 | 88.1789 | 4011
HamletGeneratingFacility | ES3 | HamletGeneratingFacility_ES3 | 28663 | ngct | 57.3 | 11.7541 | 11.8841 | 11.9492 | 21.774 | 57.3 | 1 | 1 | 3.17 | 88.1789 | 4011
HamletGeneratingFacility | ES4 | HamletGeneratingFacility_ES4 | 28663 | ngct | 57.3 | 11.7541 | 11.8841 | 11.9492 | 21.774 | 57.3 | 1 | 1 | 3.17 | 88.1789 | 4011
HamletGeneratingFacility | ES5 | HamletGeneratingFacility_ES5 | 28663 | ngct | 57.3 | 11.7541 | 11.8841 | 11.9492 | 21.774 | 57.3 | 1 | 1 | 3.17 | 88.1789 | 4011
HamletGeneratingFacility | ES6 | HamletGeneratingFacility_ES6 | 28663 | ngct | 57.3 | 11.7541 | 11.8841 | 11.9492 | 21.774 | 57.3 | 1 | 1 | 3.17 | 88.1789 | 4011
LVSutton | CT004 | LVSutton_CT004 | 28666 | ngct | 60.5 | 9.3958 | 9.5258 | 9.5908 | 22.99 | 60.5 | 1 | 1 | 3.17 | 93.1033 | 4235
LVSutton | CT005 | LVSutton_CT005 | 28666 | ngct | 60.5 | 7.1051 | 7.2352 | 7.3002 | 22.99 | 60.5 | 1 | 1 | 3.17 | 93.1033 | 4235
LincolnCombustion | 1 | LincolnCombustion_1 | 4099 | ngct | 109.6 | 16.7126 | 16.8427 | 16.9077 | 41.648 | 109.6 | 1 | 1 | 3.17 | 168.6632 | 7672
LincolnCombustion | 10 | LincolnCombustion_10 | 4099 | ngct | 109.6 | 8.9124 | 9.0425 | 9.1075 | 41.648 | 109.6 | 1 | 1 | 3.17 | 168.6632 | 7672
LincolnCombustion | 11 | LincolnCombustion_11 | 4099 | ngct | 109.6 | 8.9048 | 9.0349 | 9.0999 | 41.648 | 109.6 | 1 | 1 | 3.17 | 168.6632 | 7672
LincolnCombustion | 12 | LincolnCombustion_12 | 4099 | ngct | 109.6 | 6.8111 | 6.9411 | 7.0061 | 41.648 | 109.6 | 1 | 1 | 3.17 | 168.6632 | 7672
LincolnCombustion | 13 | LincolnCombustion_13 | 4099 | ngct | 109.6 | 7.3346 | 7.4646 | 7.5297 | 41.648 | 109.6 | 1 | 1 | 3.17 | 168.6632 | 7672
LincolnCombustion | 14 | LincolnCombustion_14 | 4099 | ngct | 109.6 | 11.2624 | 11.3925 | 11.4575 | 41.648 | 109.6 | 1 | 1 | 3.17 | 168.6632 | 7672
LincolnCombustion | 15 | LincolnCombustion_15 | 4099 | ngct | 109.6 | 12.4533 | 12.5833 | 12.6483 | 41.648 | 109.6 | 1 | 1 | 3.17 | 168.6632 | 7672
LincolnCombustion | 16 | LincolnCombustion_16 | 4099 | ngct | 109.6 | 12.2125 | 12.3426 | 12.4076 | 41.648 | 109.6 | 1 | 1 | 3.17 | 168.6632 | 7672
LincolnCombustion | 2 | LincolnCombustion_2 | 4099 | ngct | 109.6 | 18.3376 | 18.4676 | 18.5326 | 41.648 | 109.6 | 1 | 1 | 3.17 | 168.6632 | 7672
LincolnCombustion | 3 | LincolnCombustion_3 | 4099 | ngct | 109.6 | 7.7654 | 7.8955 | 7.9605 | 41.648 | 109.6 | 1 | 1 | 3.17 | 168.6632 | 7672
LincolnCombustion | 4 | LincolnCombustion_4 | 4099 | ngct | 109.6 | 16.3819 | 16.5119 | 16.577 | 41.648 | 109.6 | 1 | 1 | 3.17 | 168.6632 | 7672
LincolnCombustion | 5 | LincolnCombustion_5 | 4099 | ngct | 109.6 | 12.3737 | 12.5038 | 12.5688 | 41.648 | 109.6 | 1 | 1 | 3.17 | 168.6632 | 7672
LincolnCombustion | 6 | LincolnCombustion_6 | 4099 | ngct | 109.6 | 11.7225 | 11.8526 | 11.9176 | 41.648 | 109.6 | 1 | 1 | 3.17 | 168.6632 | 7672
LincolnCombustion | 7 | LincolnCombustion_7 | 4099 | ngct | 109.6 | 14.8557 | 14.9857 | 15.0507 | 41.648 | 109.6 | 1 | 1 | 3.17 | 168.6632 | 7672
LincolnCombustion | 8 | LincolnCombustion_8 | 4099 | ngct | 109.6 | 9.216 | 9.346 | 9.4111 | 41.648 | 109.6 | 1 | 1 | 3.17 | 168.6632 | 7672
LincolnCombustion | 9 | LincolnCombustion_9 | 4099 | ngct | 109.6 | 7.3976 | 7.5277 | 7.5927 | 41.648 | 109.6 | 1 | 1 | 3.17 | 168.6632 | 7672
MonroeGeneratingStation | 1 | MonroeGeneratingStation_1 | 15782 | ngct | 15 | 12.1111 | 12.2411 | 12.3062 | 5.7 | 15 | 1 | 1 | 3.17 | 23.0835 | 1050
MonroeGeneratingStation | 2 | MonroeGeneratingStation_2 | 15782 | ngct | 15 | 12.1111 | 12.2411 | 12.3062 | 5.7 | 15 | 1 | 1 | 3.17 | 23.0835 | 1050
NCSUCatesCogenerationPlant | CTG1 | NCSUCatesCogenerationPlant_CTG1 | 12439 | ngct | 5.6 | 12.4744 | 12.6044 | 12.6694 | 2.128 | 5.6 | 1 | 1 | 3.17 | 8.6178 | 392
NCSUCatesCogenerationPlant | CTG2 | NCSUCatesCogenerationPlant_CTG2 | 12439 | ngct | 5.6 | 12.4744 | 12.6044 | 12.6694 | 2.128 | 5.6 | 1 | 1 | 3.17 | 8.6178 | 392
NCSUCCUPCogenerationPlant | CTG1 | NCSUCCUPCogenerationPlant_CTG1 | 12439 | ngct | 5.6 | 11.7541 | 11.8841 | 11.9492 | 2.128 | 5.6 | 1 | 1 | 3.17 | 8.6178 | 392
RockinghamCountyCTStation | CT1 | RockinghamCountyCTStation_CT1 | 7011 | ngct | 195.5 | 8.9273 | 9.0573 | 9.1224 | 74.29 | 195.5 | 1 | 1 | 3.17 | 300.8546 | 13685
RockinghamCountyCTStation | CT2 | RockinghamCountyCTStation_CT2 | 7011 | ngct | 195.5 | 8.9221 | 9.0522 | 9.1172 | 74.29 | 195.5 | 1 | 1 | 3.17 | 300.8546 | 13685
RockinghamCountyCTStation | CT3 | RockinghamCountyCTStation_CT3 | 7011 | ngct | 195.5 | 7.3681 | 7.4982 | 7.5632 | 74.29 | 195.5 | 1 | 1 | 3.17 | 300.8546 | 13685
RockinghamCountyCTStation | CT4 | RockinghamCountyCTStation_CT4 | 7011 | ngct | 195.5 | 8.9691 | 9.0992 | 9.1642 | 74.29 | 195.5 | 1 | 1 | 3.17 | 300.8546 | 13685
RockinghamCountyCTStation | CT5 | RockinghamCountyCTStation_CT5 | 7011 | ngct | 195.5 | 8.962 | 9.0921 | 9.1571 | 74.29 | 195.5 | 1 | 1 | 3.17 | 300.8546 | 13685
Rowan | 001 | Rowan_001 | 4473 | ngct | 199.4 | 11.7541 | 11.8841 | 11.9492 | 75.772 | 199.4 | 1 | 1 | 3.17 | 306.8563 | 13958
Rowan | 002 | Rowan_002 | 4473 | ngct | 199.4 | 11.7541 | 11.8841 | 11.9492 | 75.772 | 199.4 | 1 | 1 | 3.17 | 306.8563 | 13958
Rowan | 003 | Rowan_003 | 4473 | ngct | 199.4 | 11.7541 | 11.8841 | 11.9492 | 75.772 | 199.4 | 1 | 1 | 3.17 | 306.8563 | 13958
SherwoodHSmithJrEnergyComplex | 001 | SherwoodHSmithJrEnergyComplex_001 | 28663 | ngct | 199.4 | 11.7541 | 11.8841 | 11.9492 | 75.772 | 199.4 | 1 | 1 | 3.17 | 306.8563 | 13958
SherwoodHSmithJrEnergyComplex | 002 | SherwoodHSmithJrEnergyComplex_002 | 28663 | ngct | 199.4 | 11.7541 | 11.8841 | 11.9492 | 75.772 | 199.4 | 1 | 1 | 3.17 | 306.8563 | 13958
SherwoodHSmithJrEnergyComplex | 003 | SherwoodHSmithJrEnergyComplex_003 | 28663 | ngct | 199.4 | 11.7541 | 11.8841 | 11.9492 | 75.772 | 199.4 | 1 | 1 | 3.17 | 306.8563 | 13958
SherwoodHSmithJrEnergyComplex | 004 | SherwoodHSmithJrEnergyComplex_004 | 28663 | ngct | 199.4 | 11.7541 | 11.8841 | 11.9492 | 75.772 | 199.4 | 1 | 1 | 3.17 | 306.8563 | 13958
SherwoodHSmithJrEnergyComplex | 6 | SherwoodHSmithJrEnergyComplex_6 | 28663 | ngct | 199.4 | 11.7541 | 11.8841 | 11.9492 | 75.772 | 199.4 | 1 | 1 | 3.17 | 306.8563 | 13958
WayneCounty | 1 | WayneCounty_1 | 6661 | ngct | 195.2 | 9.5916 | 9.7217 | 9.7867 | 74.176 | 195.2 | 1 | 1 | 3.17 | 300.3929 | 13664
WayneCounty | 2 | WayneCounty_2 | 6661 | ngct | 195.2 | 9.5916 | 9.7217 | 9.7867 | 74.176 | 195.2 | 1 | 1 | 3.17 | 300.3929 | 13664
WayneCounty | 3 | WayneCounty_3 | 6661 | ngct | 195.2 | 9.5916 | 9.7217 | 9.7867 | 74.176 | 195.2 | 1 | 1 | 3.17 | 300.3929 | 13664
WayneCounty | 4 | WayneCounty_4 | 6661 | ngct | 195.2 | 9.5916 | 9.7217 | 9.7867 | 74.176 | 195.2 | 1 | 1 | 3.17 | 300.3929 | 13664
WayneCounty | 5 | WayneCounty_5 | 6661 | ngct | 198.9 | 9.5916 | 9.7217 | 9.7867 | 75.582 | 198.9 | 1 | 1 | 3.17 | 306.0868 | 13923

## must_run
eGRID2018 Generator file sequence number | Data Year | Substation Attach Scigrid(vid) | ST Scigrid distance (m) | Plant state abbreviation | Plant name | DOE/EIA ORIS plant or facility code | Generator ID | Plant latitude | Plant longitude | Number of associated boilers | Generator status | Generator prime mover type | Generator primary fuel | Generator nameplate capacity (MW) | Generator capacity factor | Must Run Gen | Generator annual net generation (MWh) | Generator ozone season net generation (MWh) | Unit unadjusted annual heat input (MMBtu) | Heat rate
15975 | 2018 | 6670 | 158.4279 | NC | CPI USA NC Roxboro | 10379 | GEN1 | 36.435 | -78.9619 | 3 | OP | ST | WDS | 67.5 | 0.554 | 37.395 | 327747 | 145659 | 1440985 | 4.3966
15976 | 2018 | 6671 | 110.2272 | NC | CPI USA NC Southport | 10378 | GEN1 | 33.9444 | -78.0118 | 3 | OP | ST | WDS | 67.5 | 0.355 | 23.9625 | 210188 | 88977 | 1207283 | 5.7438
15977 | 2018 | 6671 | 110.2272 | NC | CPI USA NC Southport | 10378 | GEN2 | 33.9444 | -78.0118 | 3 | OP | ST | WDS | 67.5 | 0.386 | 26.055 | 228355 | 94381 | 1220676 | 5.3455
15978 | 2018 | 9483 | 196.8161 | NC | Craven County Wood Energy LP | 10525 | 1UNI | 35.1302 | -77.1679 | 1 | OP | ST | WDS | 50 | 0.688 | 34.4 | 301405 | 136050 | 4672057 | 15.5009
16013 | 2018 | 6586 | 1273.6934 | NC | Domtar Paper Co LLC Plymouth NC | 50189 | TG10 | 35.8628 | -76.7831 | 3 | OP | ST | WDS | 72 | 0.324 | 23.328 | 204391.48 | 80165.046 | 3904832.5 | 19.1047
16015 | 2018 | 6586 | 1273.6934 | NC | Domtar Paper Co LLC Plymouth NC | 50189 | TG9 | 35.8628 | -76.7831 | 1 | OP | ST | BLQ | 42 | 0.542 | 22.764 | 199302.74 | 76680.339 | 10637651.38 | 53.3743
16213 | 2018 | 28704 | 2520.3903 | NC | Ingredion Winston Salem | 54618 | 7500 | 36.0338 | -80.2274 | 0 | OP | ST | WDS | 7.5 | 0.404 | 3.03 | 26559 | 10867.075 | 2286891.964 | 86.1061
16214 | 2018 | 28704 | 2520.3903 | NC | Ingredion Winston Salem | 54618 | 900 | 36.0338 | -80.2274 | 0 | OP | ST | WDS | 0.9 | 0.358 | 0.3222 | 2822 | 1304.049 | 274427.036 | 97.2456
16240 | 2018 | 9867 | 6475.1913 | NC | International Paper Co. - New Bern Mill | 50188 | TG2 | 35.212 | -77.1144 | 3 | OP | ST | BLQ | 38.1 | 0.604 | 23.0124 | 201719.97 | 81090.017 |  | -
16242 | 2018 | 6687 | 3310.306 | NC | International Paper Riegelwood Mill | 54656 | NO 1 | 34.3533 | -78.2137 | 8 | OP | ST | BLQ | 7.5 | 0.882 | 6.615 | 57931.581 | 19818.403 | 2713887.06 | 46.8464
16243 | 2018 | 6687 | 3310.306 | NC | International Paper Riegelwood Mill | 54656 | NO3 | 34.3533 | -78.2137 | 8 | OP | ST | BLQ | 44 | 0.805 | 35.42 | 310160.56 | 115285.052 |  | -
16272 | 2018 | 2042 | 650.3311 | NC | KapStone Kraft Paper Corp | 50254 | GEN1 | 36.4769 | -77.6414 | 5 | OP | ST | BLQ | 28.3 | 0.812 | 22.9796 | 201223.48 | 83060.121 | 7265509.5 | 36.1067
16364 | 2018 | 6668 | 32.2117 | NC | Lumberton | 10382 | GEN1 | 34.59 | -78.9968 | 2 | OP | ST | WDS | 34.7 | 0.44 | 15.268 | 133666 | 46971 |  | -
15736 | 2018 | 15630 | 2550.3023 | NC | Apple Data Center - Fuel Cell 1&2 | 58264 | FC1 | 35.5883 | -81.2667 | 0 | OP | FC | LFG | 5 | 0.751 | 3.755 | 32881.905 | 13024.286 | 255656.19 | 7.775
15737 | 2018 | 15630 | 2550.3023 | NC | Apple Data Center - Fuel Cell 1&2 | 58264 | FC2 | 35.5883 | -81.2667 | 0 | OP | FC | LFG | 5.5 | 0.751 | 4.1305 | 36170.095 | 14326.714 | 281221.81 | 7.775
15957 | 2018 | 4472 | 4180.8975 | NC | Concord Energy | 57896 | UNT1 | 35.346 | -80.6704 | 0 | OP | GT | LFG | 4.8 | 0.719 | 3.4512 | 30215.5 | 12124 | 466026.5 | 15.4234
15958 | 2018 | 4472 | 4180.8975 | NC | Concord Energy | 57896 | UNT2 | 35.346 | -80.6704 | 0 | OP | GT | LFG | 4.8 | 0.719 | 3.4512 | 30215.5 | 12124 | 466026.5 | 15.4234
16147 | 2018 | 4472 | 4997.2046 | NC | GRS CMS | 55599 | 1 | 35.3533 | -80.668 | 0 | OP | GT | LFG | 5.3 | 0.554 | 2.9362 | 25701 | 10180 | 406203 | 15.8049
16654 | 2018 | 28667 | 2810.6151 | NC | Salem Energy Systems LLC | 54984 | UNT2 | 36.1912 | -80.1835 | 0 | OP | GT | LFG | 4.5 | 0.764 | 3.438 | 30132 | 11935 |  | -
15808 | 2018 | 15630 | 2756.3575 | NC | Blackburn Landfill Co-Generation | 55488 | BB1 | 35.6067 | -81.3006 | 0 | OP | IC | LFG | 1 | 0.616 | 0.616 | 5399.655 | 2138.621 | 69310.69 | 12.8361
15809 | 2018 | 15630 | 2756.3575 | NC | Blackburn Landfill Co-Generation | 55488 | BB2 | 35.6067 | -81.3006 | 0 | OP | IC | LFG | 1 | 0.616 | 0.616 | 5399.655 | 2138.621 | 69310.69 | 12.8361
15810 | 2018 | 15630 | 2756.3575 | NC | Blackburn Landfill Co-Generation | 55488 | BB3 | 35.6067 | -81.3006 | 0 | OP | IC | LFG | 0.9 | 0.616 | 0.5544 | 4859.69 | 1924.759 | 62379.621 | 12.8361
15938 | 2018 | 6906 | 9416.4944 | NC | CII Methane Management IV, LLC | 59711 | GEN1 | 35.5119 | -78.4338 | 0 | OP | IC | LFG | 1.6 | 0.774 | 1.2384 | 10850 | 4298 | 120082 | 11.0675
15953 | 2018 | 6966 | 1230.1009 | NC | COC Surry LFG, LLC | 59439 | UNIT1 | 36.4386 | -80.5683 | 0 | OP | IC | LFG | 1.6 | 0.483 | 0.7728 | 6771 | 2682 | 73919 | 10.917
15998 | 2018 | 6953 | 14020.1286 | NC | Davidson Gas Producers LLC | 57436 | 1 | 35.8413 | -80.1835 | 0 | OP | IC | LFG | 1.6 | 0.916 | 1.4656 | 12833 | 5083 | 131860 | 10.2751
16119 | 2018 | 4517 | 12848.3393 | NC | Gaston County Renewable Energy Center | 61758 | GEN1 | 35.3857 | -81.172 | 0 | OP | IC | LFG | 1.4 | 0.805 | 1.127 | 9875 | 3911.333 | 118858.667 | 12.0363
16120 | 2018 | 4517 | 12848.3393 | NC | Gaston County Renewable Energy Center | 61758 | GEN2 | 35.3857 | -81.172 | 0 | OP | IC | LFG | 1.4 | 0.805 | 1.127 | 9875 | 3911.333 | 118858.667 | 12.0363
16121 | 2018 | 4517 | 12848.3393 | NC | Gaston County Renewable Energy Center | 61758 | GEN3 | 35.3857 | -81.172 | 0 | OP | IC | LFG | 1.4 | 0.805 | 1.127 | 9875 | 3911.333 | 118858.667 | 12.0363
16245 | 2018 | 9412 | 13292.538 | NC | Iredell County LFG Facility | 56962 | 1 | 35.7693 | -80.826 | 0 | OP | IC | LFG | 1.6 | 0.847 | 1.3552 | 11866.5 | 4700 | 125628 | 10.5868
16246 | 2018 | 9412 | 13292.538 | NC | Iredell County LFG Facility | 56962 | 2 | 35.7693 | -80.826 | 0 | OP | IC | LFG | 1.6 | 0.847 | 1.3552 | 11866.5 | 4700 | 125628 | 10.5868
16446 | 2018 | 3484 | 1280.8877 | NC | MP Durham LLC | 57365 | 1A | 36.0311 | -78.86 | 0 | OP | IC | LFG | 1.1 | 0.55 | 0.605 | 5297 | 2098 | 52121.667 | 9.8398
16447 | 2018 | 3484 | 1280.8877 | NC | MP Durham LLC | 57365 | 1B | 36.0311 | -78.86 | 0 | OP | IC | LFG | 1.1 | 0.55 | 0.605 | 5297 | 2098 | 52121.667 | 9.8398
16449 | 2018 | 9487 | 1891.9891 | NC | MP Wayne LLC | 57366 | 1A | 35.2889 | -78.0703 | 0 | OP | IC | LFG | 1.1 | 0.388 | 0.4268 | 3739.667 | 1481.333 | 39931.333 | 10.6778
16450 | 2018 | 9487 | 1891.9891 | NC | MP Wayne LLC | 57366 | 1B | 35.2889 | -78.0703 | 0 | OP | IC | LFG | 1.1 | 0.388 | 0.4268 | 3739.667 | 1481.333 | 39931.333 | 10.6778
16487 | 2018 | 9483 | 6892.9509 | NC | New Bern | 56688 | 1 | 35.1681 | -77.2267 | 0 | OP | IC | LFG | 0.3 | 0.485 | 0.1455 | 1275.833 | 494.333 | 15239.889 | 11.9451
16488 | 2018 | 9483 | 6892.9509 | NC | New Bern | 56688 | 10 | 35.1681 | -77.2267 | 0 | OP | IC | LFG | 0.3 | 0.485 | 0.1455 | 1275.833 | 494.333 | 15239.889 | 11.9451
16489 | 2018 | 9483 | 6892.9509 | NC | New Bern | 56688 | 11 | 35.1681 | -77.2267 | 0 | OP | IC | LFG | 0.3 | 0.485 | 0.1455 | 1275.833 | 494.333 | 15239.889 | 11.9451
16490 | 2018 | 9483 | 6892.9509 | NC | New Bern | 56688 | 12 | 35.1681 | -77.2267 | 0 | OP | IC | LFG | 0.3 | 0.485 | 0.1455 | 1275.833 | 494.333 | 15239.889 | 11.9451
16491 | 2018 | 9483 | 6892.9509 | NC | New Bern | 56688 | 13 | 35.1681 | -77.2267 | 0 | OP | IC | LFG | 0.3 | 0.485 | 0.1455 | 1275.833 | 494.333 | 15239.889 | 11.9451
16492 | 2018 | 9483 | 6892.9509 | NC | New Bern | 56688 | 14 | 35.1681 | -77.2267 | 0 | OP | IC | LFG | 0.3 | 0.485 | 0.1455 | 1275.833 | 494.333 | 15239.889 | 11.9451
16493 | 2018 | 9483 | 6892.9509 | NC | New Bern | 56688 | 15 | 35.1681 | -77.2267 | 0 | OP | IC | LFG | 0.3 | 0.485 | 0.1455 | 1275.833 | 494.333 | 15239.889 | 11.9451
16494 | 2018 | 9483 | 6892.9509 | NC | New Bern | 56688 | 16 | 35.1681 | -77.2267 | 0 | OP | IC | LFG | 0.3 | 0.485 | 0.1455 | 1275.833 | 494.333 | 15239.889 | 11.9451
16495 | 2018 | 9483 | 6892.9509 | NC | New Bern | 56688 | 17 | 35.1681 | -77.2267 | 0 | OP | IC | LFG | 0.3 | 0.485 | 0.1455 | 1275.833 | 494.333 | 15239.889 | 11.9451
16496 | 2018 | 9483 | 6892.9509 | NC | New Bern | 56688 | 18 | 35.1681 | -77.2267 | 0 | OP | IC | LFG | 0.3 | 0.485 | 0.1455 | 1275.833 | 494.333 | 15239.889 | 11.9451
16497 | 2018 | 9483 | 6892.9509 | NC | New Bern | 56688 | 2 | 35.1681 | -77.2267 | 0 | OP | IC | LFG | 0.3 | 0.485 | 0.1455 | 1275.833 | 494.333 | 15239.889 | 11.9451
16498 | 2018 | 9483 | 6892.9509 | NC | New Bern | 56688 | 3 | 35.1681 | -77.2267 | 0 | OP | IC | LFG | 0.3 | 0.485 | 0.1455 | 1275.833 | 494.333 | 15239.889 | 11.9451
16499 | 2018 | 9483 | 6892.9509 | NC | New Bern | 56688 | 4 | 35.1681 | -77.2267 | 0 | OP | IC | LFG | 0.3 | 0.485 | 0.1455 | 1275.833 | 494.333 | 15239.889 | 11.9451
16500 | 2018 | 9483 | 6892.9509 | NC | New Bern | 56688 | 5 | 35.1681 | -77.2267 | 0 | OP | IC | LFG | 0.3 | 0.485 | 0.1455 | 1275.833 | 494.333 | 15239.889 | 11.9451
16501 | 2018 | 9483 | 6892.9509 | NC | New Bern | 56688 | 6 | 35.1681 | -77.2267 | 0 | OP | IC | LFG | 0.3 | 0.485 | 0.1455 | 1275.833 | 494.333 | 15239.889 | 11.9451
16502 | 2018 | 9483 | 6892.9509 | NC | New Bern | 56688 | 7 | 35.1681 | -77.2267 | 0 | OP | IC | LFG | 0.3 | 0.485 | 0.1455 | 1275.833 | 494.333 | 15239.889 | 11.9451
16503 | 2018 | 9483 | 6892.9509 | NC | New Bern | 56688 | 8 | 35.1681 | -77.2267 | 0 | OP | IC | LFG | 0.3 | 0.485 | 0.1455 | 1275.833 | 494.333 | 15239.889 | 11.9451
16504 | 2018 | 9483 | 6892.9509 | NC | New Bern | 56688 | 9 | 35.1681 | -77.2267 | 0 | OP | IC | LFG | 0.3 | 0.485 | 0.1455 | 1275.833 | 494.333 | 15239.889 | 11.9451
16524 | 2018 | 9838 | 3619.3652 | NC | Onslow Power Producers | 58558 | GEN1 | 34.7975 | -77.5431 | 0 | OP | IC | LFG | 2 | 0.444 | 0.888 | 7771 | 3078 | 105864 | 13.623
16591 | 2018 | 6680 | 6688.8769 | NC | Reventure Park | 58865 | LFG | 35.2944 | -80.9989 | 0 | OP | IC | LFG | 1.9 | 0.411 | 0.7809 | 6834.571 | 2707.229 | 74331.8 | 10.8759
16592 | 2018 | 6680 | 6688.8769 | NC | Reventure Park | 58865 | RNG | 35.2944 | -80.9989 | 0 | OP | IC | LFG | 1.6 | 0.411 | 0.6576 | 5755.429 | 2279.771 | 62595.2 | 10.8759
16611 | 2018 | 7092 | 10561.5213 | NC | Robeson County LFG to Energy | 59763 | GEN01 | 34.791 | -78.9088 | 0 | OP | IC | LFG | 1 | 0.186 | 0.186 | 1630 | 645.5 | 23293.5 | 14.2905
16612 | 2018 | 7092 | 10561.5213 | NC | Robeson County LFG to Energy | 59763 | GEN02 | 34.791 | -78.9088 | 0 | OP | IC | LFG | 1 | 0.186 | 0.186 | 1630 | 645.5 | 23293.5 | 14.2905
16667 | 2018 | 13956 | 11222.9926 | NC | Sampson County Disposal | 57492 | GEN1 | 34.9856 | -78.4625 | 0 | OP | IC | LFG | 1.6 | 0.745 | 1.192 | 10442.5 | 4276.5 | 111613.833 | 10.6884
16668 | 2018 | 13956 | 11222.9926 | NC | Sampson County Disposal | 57492 | GEN2 | 34.9856 | -78.4625 | 0 | OP | IC | LFG | 1.6 | 0.745 | 1.192 | 10442.5 | 4276.5 | 111613.833 | 10.6884
16669 | 2018 | 13956 | 11222.9926 | NC | Sampson County Disposal | 57492 | GEN3 | 34.9856 | -78.4625 | 0 | OP | IC | LFG | 1.6 | 0.745 | 1.192 | 10442.5 | 4276.5 | 111613.833 | 10.6884
16670 | 2018 | 13956 | 11222.9926 | NC | Sampson County Disposal | 57492 | GEN4 | 34.9856 | -78.4625 | 0 | OP | IC | LFG | 1.6 | 0.745 | 1.192 | 10442.5 | 4276.5 | 111613.833 | 10.6884
16671 | 2018 | 13956 | 11222.9926 | NC | Sampson County Disposal | 57492 | GEN5 | 34.9856 | -78.4625 | 0 | OP | IC | LFG | 1.6 | 0.745 | 1.192 | 10442.5 | 4276.5 | 111613.833 | 10.6884
16672 | 2018 | 13956 | 11222.9926 | NC | Sampson County Disposal | 57492 | GEN6 | 34.9856 | -78.4625 | 0 | OP | IC | LFG | 1.6 | 0.745 | 1.192 | 10442.5 | 4276.5 | 111613.833 | 10.6884
16837 | 2018 | 4169 | 3459.7208 | NC | UNC-CH LFG Facility | 58268 | LFG1 | 35.9386 | -79.0592 | 0 | OP | IC | LFG | 1 | 0.416 | 0.416 | 3644 | 1443 | 39970 | 10.9687
16844 | 2018 | 15690 | 3139.1802 | NC | Uwharrie Mountain Renewable | 58526 | 1 | 35.333 | -79.9649 | 0 | OP | IC | LFG | 1.6 | 0.717 | 1.1472 | 10043 | 3977.833 | 104333 | 10.3886
16845 | 2018 | 15690 | 3139.1802 | NC | Uwharrie Mountain Renewable | 58526 | 2 | 35.333 | -79.9649 | 0 | OP | IC | LFG | 1.6 | 0.717 | 1.1472 | 10043 | 3977.833 | 104333 | 10.3886
16846 | 2018 | 15690 | 3139.1802 | NC | Uwharrie Mountain Renewable | 58526 | 3 | 35.333 | -79.9649 | 0 | OP | IC | LFG | 1.6 | 0.717 | 1.1472 | 10043 | 3977.833 | 104333 | 10.3886
16847 | 2018 | 15690 | 3139.1802 | NC | Uwharrie Mountain Renewable | 58526 | 4 | 35.333 | -79.9649 | 0 | OP | IC | LFG | 1.6 | 0.717 | 1.1472 | 10043 | 3977.833 | 104333 | 10.3886
16848 | 2018 | 15690 | 3139.1802 | NC | Uwharrie Mountain Renewable | 58526 | 5 | 35.333 | -79.9649 | 0 | OP | IC | LFG | 1.6 | 0.717 | 1.1472 | 10043 | 3977.833 | 104333 | 10.3886
16849 | 2018 | 15690 | 3139.1802 | NC | Uwharrie Mountain Renewable | 58526 | 6 | 35.333 | -79.9649 | 0 | OP | IC | LFG | 1.6 | 0.717 | 1.1472 | 10043 | 3977.833 | 104333 | 10.3886
16871 | 2018 | 28771 | 4347.4116 | NC | Wake County LFG Facility | 59688 | E1 | 35.674 | -78.854 | 0 | OP | IC | LFG | 0.3 | 0.702 | 0.2106 | 1844.25 | 711.625 | 19711.708 | 10.6882
16872 | 2018 | 28771 | 4347.4116 | NC | Wake County LFG Facility | 59688 | E10 | 35.674 | -78.854 | 0 | OP | IC | LFG | 0.3 | 0.702 | 0.2106 | 1844.25 | 711.625 | 19711.708 | 10.6882
16873 | 2018 | 28771 | 4347.4116 | NC | Wake County LFG Facility | 59688 | E11 | 35.674 | -78.854 | 0 | OP | IC | LFG | 0.3 | 0.702 | 0.2106 | 1844.25 | 711.625 | 19711.708 | 10.6882
16874 | 2018 | 28771 | 4347.4116 | NC | Wake County LFG Facility | 59688 | E12 | 35.674 | -78.854 | 0 | OP | IC | LFG | 0.3 | 0.702 | 0.2106 | 1844.25 | 711.625 | 19711.708 | 10.6882
16875 | 2018 | 28771 | 4347.4116 | NC | Wake County LFG Facility | 59688 | E13 | 35.674 | -78.854 | 0 | OP | IC | LFG | 0.3 | 0.702 | 0.2106 | 1844.25 | 711.625 | 19711.708 | 10.6882
16876 | 2018 | 28771 | 4347.4116 | NC | Wake County LFG Facility | 59688 | E14 | 35.674 | -78.854 | 0 | OP | IC | LFG | 0.3 | 0.702 | 0.2106 | 1844.25 | 711.625 | 19711.708 | 10.6882
16877 | 2018 | 28771 | 4347.4116 | NC | Wake County LFG Facility | 59688 | E15 | 35.674 | -78.854 | 0 | OP | IC | LFG | 0.3 | 0.702 | 0.2106 | 1844.25 | 711.625 | 19711.708 | 10.6882
16878 | 2018 | 28771 | 4347.4116 | NC | Wake County LFG Facility | 59688 | E16 | 35.674 | -78.854 | 0 | OP | IC | LFG | 0.3 | 0.702 | 0.2106 | 1844.25 | 711.625 | 19711.708 | 10.6882
16879 | 2018 | 28771 | 4347.4116 | NC | Wake County LFG Facility | 59688 | E17 | 35.674 | -78.854 | 0 | OP | IC | LFG | 0.3 | 0.702 | 0.2106 | 1844.25 | 711.625 | 19711.708 | 10.6882
16880 | 2018 | 28771 | 4347.4116 | NC | Wake County LFG Facility | 59688 | E18 | 35.674 | -78.854 | 0 | OP | IC | LFG | 0.3 | 0.702 | 0.2106 | 1844.25 | 711.625 | 19711.708 | 10.6882
16881 | 2018 | 28771 | 4347.4116 | NC | Wake County LFG Facility | 59688 | E19 | 35.674 | -78.854 | 0 | OP | IC | LFG | 0.3 | 0.702 | 0.2106 | 1844.25 | 711.625 | 19711.708 | 10.6882
16882 | 2018 | 28771 | 4347.4116 | NC | Wake County LFG Facility | 59688 | E2 | 35.674 | -78.854 | 0 | OP | IC | LFG | 0.3 | 0.702 | 0.2106 | 1844.25 | 711.625 | 19711.708 | 10.6882
16883 | 2018 | 28771 | 4347.4116 | NC | Wake County LFG Facility | 59688 | E20 | 35.674 | -78.854 | 0 | OP | IC | LFG | 0.3 | 0.702 | 0.2106 | 1844.25 | 711.625 | 19711.708 | 10.6882
16884 | 2018 | 28771 | 4347.4116 | NC | Wake County LFG Facility | 59688 | E21 | 35.674 | -78.854 | 0 | OP | IC | LFG | 0.3 | 0.702 | 0.2106 | 1844.25 | 711.625 | 19711.708 | 10.6882
16885 | 2018 | 28771 | 4347.4116 | NC | Wake County LFG Facility | 59688 | E22 | 35.674 | -78.854 | 0 | OP | IC | LFG | 0.3 | 0.702 | 0.2106 | 1844.25 | 711.625 | 19711.708 | 10.6882
16886 | 2018 | 28771 | 4347.4116 | NC | Wake County LFG Facility | 59688 | E23 | 35.674 | -78.854 | 0 | OP | IC | LFG | 0.3 | 0.702 | 0.2106 | 1844.25 | 711.625 | 19711.708 | 10.6882
16887 | 2018 | 28771 | 4347.4116 | NC | Wake County LFG Facility | 59688 | E24 | 35.674 | -78.854 | 0 | OP | IC | LFG | 0.3 | 0.702 | 0.2106 | 1844.25 | 711.625 | 19711.708 | 10.6882
16888 | 2018 | 28771 | 4347.4116 | NC | Wake County LFG Facility | 59688 | E3 | 35.674 | -78.854 | 0 | OP | IC | LFG | 0.3 | 0.702 | 0.2106 | 1844.25 | 711.625 | 19711.708 | 10.6882
16889 | 2018 | 28771 | 4347.4116 | NC | Wake County LFG Facility | 59688 | E4 | 35.674 | -78.854 | 0 | OP | IC | LFG | 0.3 | 0.702 | 0.2106 | 1844.25 | 711.625 | 19711.708 | 10.6882
16890 | 2018 | 28771 | 4347.4116 | NC | Wake County LFG Facility | 59688 | E5 | 35.674 | -78.854 | 0 | OP | IC | LFG | 0.3 | 0.702 | 0.2106 | 1844.25 | 711.625 | 19711.708 | 10.6882
16891 | 2018 | 28771 | 4347.4116 | NC | Wake County LFG Facility | 59688 | E6 | 35.674 | -78.854 | 0 | OP | IC | LFG | 0.3 | 0.702 | 0.2106 | 1844.25 | 711.625 | 19711.708 | 10.6882
16892 | 2018 | 28771 | 4347.4116 | NC | Wake County LFG Facility | 59688 | E7 | 35.674 | -78.854 | 0 | OP | IC | LFG | 0.3 | 0.702 | 0.2106 | 1844.25 | 711.625 | 19711.708 | 10.6882
16893 | 2018 | 28771 | 4347.4116 | NC | Wake County LFG Facility | 59688 | E8 | 35.674 | -78.854 | 0 | OP | IC | LFG | 0.3 | 0.702 | 0.2106 | 1844.25 | 711.625 | 19711.708 | 10.6882
16894 | 2018 | 28771 | 4347.4116 | NC | Wake County LFG Facility | 59688 | E9 | 35.674 | -78.854 | 0 | OP | IC | LFG | 0.3 | 0.702 | 0.2106 | 1844.25 | 711.625 | 19711.708 | 10.6882
16915 | 2018 | 6682 | 9720.4866 | NC | Waste Management Piedmont LFGTE Project | 57169 | GEN1 | 36.1936 | -80.0406 | 0 | OP | IC | LFG | 0.8 | 0.66 | 0.528 | 4625.667 | 1832.333 | 55098.333 | 11.9114
16916 | 2018 | 6682 | 9720.4866 | NC | Waste Management Piedmont LFGTE Project | 57169 | GEN2 | 36.1936 | -80.0406 | 0 | OP | IC | LFG | 0.8 | 0.66 | 0.528 | 4625.667 | 1832.333 | 55098.333 | 11.9114
16917 | 2018 | 6682 | 9720.4866 | NC | Waste Management Piedmont LFGTE Project | 57169 | GEN3 | 36.1936 | -80.0406 | 0 | OP | IC | LFG | 0.8 | 0.66 | 0.528 | 4625.667 | 1832.333 | 55098.333 | 11.9114
15848 | 2018 | 28669 | 192.7212 | NC | Brunswick Nuclear | 6014 | 1 | 33.9597 | -78.0114 | 1 | OP | ST | NUC | 1001.6 | 0.834 | 835.3344 | 7313483.5 | 3072111.5 | 74165967 | 10.141
15849 | 2018 | 28669 | 192.7212 | NC | Brunswick Nuclear | 6014 | 2 | 33.9597 | -78.0114 | 1 | OP | ST | NUC | 1001.6 | 0.834 | 835.3344 | 7313483.5 | 3072111.5 | 78753833 | 10.7683
16171 | 2018 | 319 | 360.6096 | NC | Harris | 6015 | 1 | 35.6334 | -78.9556 | 1 | OP | ST | NUC | 950.9 | 0.911 | 866.2699 | 7587914 | 3310320 | 79328975 | 10.4546
16398 | 2018 | 6646 | 518.2894 | NC | McGuire | 6038 | 1 | 35.4331 | -80.9486 | 1 | OP | ST | NUC | 1220.3 | 0.929 | 1133.6587 | 9931034 | 4085294.5 | 108302320 | 10.9054
16399 | 2018 | 6646 | 518.2894 | NC | McGuire | 6038 | 2 | 35.4331 | -80.9486 | 1 | OP | ST | NUC | 1220.3 | 0.929 | 1133.6587 | 9931034 | 4085294.5 | 99348625 | 10.0039
16549 | 2018 | 9862 | 364.0072 | NC | PCS Phosphate | 50509 | GEN1 | 35.3763 | -76.7799 | 0 | OP | ST | WH | 54 | 0.493 | 26.622 | 233417 | 68321 | 2128296 | 9.118
[15 empty] | Total | 5166.4172

## solar
eGRID2018 Generator file sequence number | Data Year | Substation Attach Scigrid(vid) | ST Scigrid distance (m) | Plant state abbreviation | Plant name | DOE/EIA ORIS plant or facility code | Generator ID | Plant latitude | Plant longitude | Number of associated boilers | Generator status | Generator prime mover type | Generator primary fuel | Generator nameplate capacity (MW) | Generator capacity factor | Generator annual net generation (MWh) | Generator ozone season net generation (MWh) | Unit unadjusted annual heat input (MMBtu) | Heat rate
15707 | 2018 | 4496 | 10462.5654 | NC | 231 Dixon 74 Solar I, LLC | 61195 | DIXON | 35.2441 | -81.4304 | 0 | OP | PV | SUN | 2 | 0.227 | 3972 | 1997 | 36218 | 9.1183
15708 | 2018 | 6906 | 8256.0019 | NC | 4Oaks | 59534 | 4OAKS | 35.4325 | -78.4117 | 0 | OP | PV | SUN | 5 | 0.179 | 7837 | 3941 | 71456 | 9.1178
15709 | 2018 | 2042 | 4217.3442 | NC | 510 REPP One | 57363 | 1 | 36.4972 | -77.6058 | 0 | OP | PV | SUN | 1.3 | 0.165 | 1882 | 946 | 17160 | 9.118
15710 | 2018 | 6692 | 825.6119 | NC | ABD Farms | 61525 | GEN1 | 35.7287 | -79.7483 | 0 | OP | PV | SUN | 5 | 0.197 | 8650 | 4350 | 78871 | 9.118
15713 | 2018 | 6407 | 9541.5843 | NC | Ahoskie | 59795 | FLS1 | 36.3064 | -76.9931 | 0 | OP | PV | SUN | 5 | 0.167 | 7324 | 3683 | 66781 | 9.1181
15714 | 2018 | 15226 | 542.1917 | NC | Ajax Solar | 60288 | PV1 | 34.8309 | -79.1194 | 0 | OP | PV | SUN | 5 | 0.09 | 3947 | 1985 | 35989 | 9.1181
15718 | 2018 | 9484 | 12556.8274 | NC | Albemarle Solar Center LLC | 58806 | ASC1 | 35.2931 | -77.5569 | 0 | OP | PV | SUN | 5 | 0.209 | 9157 | 4605 | 83494 | 9.1181
15719 | 2018 | 16404 | 5479.9041 | NC | Albertson Solar LLC | 59901 | ALBRT | 35.093 | -77.8127 | 0 | OP | PV | SUN | 5 | 0.246 | 10788 | 5425 | 98363 | 9.1178
15722 | 2018 | 6661 | 10964.1815 | NC | AM Best Farm | 58344 | 1 | 35.4189 | -77.9856 | 0 | OP | PV | SUN | 5 | 0.188 | 8253 | 4150 | 75251 | 9.118
15723 | 2018 | 6402 | 2369.1588 | NC | American Legion PV 1 | 59516 | AMLEG | 36.4183 | -77.6558 | 0 | OP | PV | SUN | 16 | 0.164 | 23009 | 11571 | 209795 | 9.118
15724 | 2018 | 11742 | 4591.9302 | NC | Amethyst Solar | 58730 | PV1 | 35.3169 | -81.9264 | 0 | OP | PV | SUN | 3 | 0.222 | 5839 | 2936 | 53240 | 9.118
15725 | 2018 | 13956 | 16291.5834 | NC | Anderson Farm LLC | 59115 | 1 | 34.9756 | -78.5167 | 0 | OP | PV | SUN | 1.9 | 0.237 | 3952 | 1987 | 36033 | 9.1177
15726 | 2018 | 9867 | 891.86 | NC | Andrew Solar | 59497 | PV1 | 35.1608 | -77.1099 | 0 | OP | PV | SUN | 5 | 0.214 | 9388 | 4721 | 85599 | 9.1179
15727 | 2018 | 15632 | 2955.5483 | NC | Angel Solar | 58731 | PV1 | 35.6511 | -81.2086 | 0 | OP | PV | SUN | 5 | 0.21 | 9198 | 4626 | 83866 | 9.1179
15728 | 2018 | 6895 | 1053.5982 | NC | Angier Farm | 58867 | 1 | 35.5164 | -78.75 | 0 | OP | PV | SUN | 5 | 0.17 | 7463 | 3753 | 68046 | 9.1178
15738 | 2018 | 15632 | 9841.8746 | NC | Apple Data Center - PV2 | 58701 | PV2 | 35.7389 | -81.2078 | 0 | OP | PV | SUN | 20 | 0.213 | 37236 | 18725 | 339518 | 9.118
15739 | 2018 | 15630 | 3057.6307 | NC | Apple Data Center PV | 57994 | PV1 | 35.5881 | -81.252 | 0 | OP | PV | SUN | 21 | 0.206 | 37908 | 19063 | 345645 | 9.118
15740 | 2018 | 15632 | 10630.9684 | NC | Apple Data Center PV3 | 59474 | DCPV3 | 35.715 | -81.15 | 0 | OP | PV | SUN | 17.5 | 0.231 | 35442 | 17823 | 323160 | 9.118
15741 | 2018 | 15632 | 8101.3522 | NC | Apple One | 58828 | PV1 | 35.6294 | -81.1569 | 0 | OP | PV | SUN | 5 | 0.214 | 9361 | 4708 | 85353 | 9.1179
15742 | 2018 | 6969 | 2178.3198 | NC | Ararat Rock Solar, LLC | 58492 | ARARR | 36.4611 | -80.6006 | 0 | OP | PV | SUN | 3.5 | 0.183 | 5614 | 2823 | 51189 | 9.1181
15743 | 2018 | 9873 | 17107.3602 | NC | Arba Solar, LLC | 58801 | INV1 | 35.3964 | -77.7036 | 0 | OP | PV | SUN | 0.5 | 0.181 | 791 | 397.75 | 7212.25 | 9.1179
15744 | 2018 | 9873 | 17107.3602 | NC | Arba Solar, LLC | 58801 | INV2 | 35.3964 | -77.7036 | 0 | OP | PV | SUN | 0.5 | 0.181 | 791 | 397.75 | 7212.25 | 9.1179
15745 | 2018 | 9873 | 17107.3602 | NC | Arba Solar, LLC | 58801 | INV3 | 35.3964 | -77.7036 | 0 | OP | PV | SUN | 0.5 | 0.181 | 791 | 397.75 | 7212.25 | 9.1179
15746 | 2018 | 9873 | 17107.3602 | NC | Arba Solar, LLC | 58801 | INV4 | 35.3964 | -77.7036 | 0 | OP | PV | SUN | 0.5 | 0.181 | 791 | 397.75 | 7212.25 | 9.1179
15751 | 2018 | 15632 | 15053.8975 | NC | Arndt Farm | 58315 | 1 | 35.7792 | -81.1756 | 0 | OP | PV | SUN | 5 | 0.195 | 8549 | 4299 | 77950 | 9.118
15752 | 2018 | 9821 | 15753.807 | NC | Arthur Solar, LLC | 62136 | ART01 | 34.1609 | -78.8466 | 0 | OP | PV | SUN | 5 | 0.078 | 3421 | 2102 | 31193 | 9.1181
15761 | 2018 | 7049 | 10684.8756 | NC | Ashley Solar Farm | 59566 | PV1 | 36.1261 | -80.7989 | 0 | OP | PV | SUN | 4 | 0.198 | 6954 | 3497 | 63408 | 9.1182
15762 | 2018 | 9872 | 4189.8805 | NC | Aspen Solar, LLC | 59694 | GEN1 | 34.7912 | -78.0121 | 0 | OP | PV | SUN | 5 | 0.203 | 8890 | 4471 | 81059 | 9.118
15763 | 2018 | 16404 | 17719.7022 | NC | Atkinson Farm Solar | 60982 | 1 | 34.897 | -77.7952 | 0 | OP | PV | SUN | 5 | 0.189 | 8257 | 4152 | 75286 | 9.1178
15764 | 2018 | 16404 | 17791.0561 | NC | Atkinson Solar II | 62096 | PGRF3 | 34.897 | -77.792 | 0 | OP | PV | SUN | 1.9 | 0.05 | 830 | 0 | 7568 | 9.1181
15765 | 2018 | 4496 | 10528.42 | NC | Audrey Solar | 58732 | PV1 | 35.3281 | -81.6219 | 0 | OP | PV | SUN | 3 | 0.186 | 4890 | 2459 | 44588 | 9.1182
15766 | 2018 | 28953 | 4147.4903 | NC | Augustus Farm, LLC | 60313 | 1 | 35.5997 | -77.6391 | 0 | OP | PV | SUN | 4.9 | 0.231 | 9903 | 4980 | 90295 | 9.1179
15767 | 2018 | 6407 | 4042.262 | NC | Aulander Holloman Solar, LLC | 62340 | HOLLO | 36.2912 | -77.0666 | 0 | OP | PV | SUN | 80 | 0 | 38.61 | 0 | 352 | 9.1168
15769 | 2018 | 4475 | 10183.2727 | NC | Auten Road Farm, LLC | 60634 | PV1 | 35.305 | -81.1373 | 0 | OP | PV | SUN | 5 | 0.173 | 7566 | 3805 | 68986 | 9.1179
15773 | 2018 | 4496 | 7053.6505 | NC | Ayrshire | 58792 | PV1 | 35.2831 | -81.6153 | 0 | OP | PV | SUN | 19.4 | 0.208 | 35331 | 17767 | 322149 | 9.118
15775 | 2018 | 6890 | 13246.5496 | NC | Bailey Farm LLC | 59127 | 1 | 35.7875 | -78.1397 | 0 | OP | PV | SUN | 5 | 0.205 | 8998 | 4525 | 82045 | 9.1181
15776 | 2018 | 1850 | 27136.4665 | NC | Bakatsias Solar | 61527 | GEN1 | 36.0724 | -79.3475 | 0 | OP | PV | SUN | 5 | 0.158 | 6929 | 3484 | 63179 | 9.1181
15777 | 2018 | 6407 | 2320.8759 | NC | Baker PV 1 | 59517 | BAKE1 | 36.2703 | -77.0603 | 0 | OP | PV | SUN | 5 | 0.178 | 7817 | 3931 | 71275 | 9.1179
15778 | 2018 | 9995 | 914.4805 | NC | Balsam | 59828 | 5375 | 35.4589 | -79.1739 | 0 | OP | PV | SUN | 5 | 0.206 | 9024 | 4538 | 82281 | 9.118
15779 | 2018 | 9850 | 14883.6854 | NC | Baltimore Church Solar, LLC | 60144 | FLS1 | 34.4667 | -79.1524 | 0 | OP | PV | SUN | 5.4 | 0.166 | 7830 | 3938 | 71394 | 9.118
15780 | 2018 | 28662 | 6706.0318 | NC | Barker Solar, LLC | 61194 | BARK | 34.6356 | -78.9287 | 0 | OP | PV | SUN | 5 | 0.21 | 9185 | 4619 | 83749 | 9.118
15781 | 2018 | 10126 | 369.5855 | NC | Barnhill Road Solar, LLC | 60782 | 1 | 36.2692 | -76.2995 | 0 | OP | PV | SUN | 3.1 | 0.21 | 5704 | 2868 | 52009 | 9.118
15782 | 2018 | 6655 | 739.1556 | NC | Battleboro Farm | 60369 | BFPV | 36.0586 | -77.7608 | 0 | OP | PV | SUN | 5.2 | 0.175 | 7967 | 4006 | 72642 | 9.1179
15783 | 2018 | 4517 | 11117.1444 | NC | Battleground | 59038 | GEN1 | 35.22 | -81.33 | 0 | OP | PV | SUN | 3.5 | 0.183 | 5615 | 2824 | 51199 | 9.1183
15784 | 2018 | 9868 | 8.4067 | NC | Bay Branch Solar | 60601 | BBSOL | 35.4745 | -77.1191 | 0 | OP | PV | SUN | 5 | 0 | 5 | 0 | 46 | 9.2
15785 | 2018 | 9864 | 397.5856 | NC | Bayboro Solar Farm | 61528 | GEN1 | 35.1483 | -76.8102 | 0 | OP | PV | SUN | 5 | 0.13 | 5680 | 2856 | 51792 | 9.1183
15787 | 2018 | 28671 | 18382.9717 | NC | Bear Creek Solar | 61351 | GEN1 | 35.5403 | -79.4491 | 0 | OP | PV | SUN | 2 | 0.224 | 3918 | 1970 | 35726 | 9.1184
15789 | 2018 | 17163 | 8703.1416 | NC | Bearford Farm Solar Project | 59567 | PV1 | 34.61 | -77.9242 | 0 | OP | PV | SUN | 5 | 0.208 | 9102 | 4577 | 82993 | 9.1181
15790 | 2018 | 17163 | 8244.5022 | NC | Bearford Solar II | 59488 | BEARF | 34.6119 | -77.9289 | 0 | OP | PV | SUN | 4.9 | 0.172 | 7365 | 3972 | 67154 | 9.118
15791 | 2018 | 9859 | 1429.7504 | NC | BearPond Solar Center LLC | 58955 | BEAR | 36.2761 | -78.3772 | 0 | OP | PV | SUN | 4.8 | 0.211 | 8874 | 4463 | 80913 | 9.118
15792 | 2018 | 9868 | 2460.5713 | NC | Beaufort Solar, LLC | 59887 | GEN | 35.456 | -77.134 | 0 | OP | PV | SUN | 15 | 0.206 | 27039 | 13598 | 246542 | 9.118
15793 | 2018 | 6684 | 9214.3287 | NC | Beetle Solar | 59511 | PV1 | 35.1785 | -81.665 | 0 | OP | PV | SUN | 4 | 0.193 | 6778 | 3409 | 61800 | 9.1177
15796 | 2018 | 4496 | 23766.3918 | NC | Belwood Farm | 58314 | 1 | 35.47 | -81.5083 | 0 | OP | PV | SUN | 4 | 0.205 | 7184 | 3613 | 65504 | 9.118
15797 | 2018 | 6405 | 13800.4312 | NC | Benthall Bridge PV 1 | 59515 | BENT1 | 36.42 | -77.1003 | 0 | OP | PV | SUN | 5 | 0.192 | 8418 | 4233 | 76754 | 9.1178
15798 | 2018 | 16281 | 1892.0622 | NC | Bernhardt Furniture Solar Farm | 60881 | BERN4 | 35.8499 | -81.5409 | 0 | OP | PV | SUN | 1.1 | 0.067 | 648 | 326 | 5909 | 9.1188
15799 | 2018 | 10039 | 272.3683 | NC | Bethel Price Solar, LLC | 58843 | 1 | 35.7947 | -77.3811 | 0 | OP | PV | SUN | 5 | 0.16 | 7009 | 3525 | 63907 | 9.1178
15800 | 2018 | 10039 | 5069.4208 | NC | Bethel Solar | 59173 | 5MWPV | 35.75 | -77.385 | 0 | OP | PV | SUN | 5 | 0.172 | 7543 | 3793 | 68778 | 9.1181
15801 | 2018 | 16404 | 17805.1357 | NC | Beulaville | 59039 | GEN 1 | 34.9 | -77.78 | 0 | OP | PV | SUN | 2 | 0.193 | 3374 | 1697 | 30762 | 9.1174
15802 | 2018 | 15782 | 16001.1152 | NC | BG Stewart Solar Farm, LLC | 59930 | NB005 | 34.9705 | -80.3896 | 0 | OP | PV | SUN | 5 | 0.206 | 9027 | 4540 | 82307 | 9.1179
15803 | 2018 | 28601 | 5065.8802 | NC | Biltmore Solar Fields | 61271 | 18950 | 35.5612 | -82.5884 | 0 | OP | PV | SUN | 1.5 | 0.149 | 1959 | 985 | 17862 | 9.1179
15805 | 2018 | 14626 | 2077.6595 | NC | Biscoe Solar LLC | 58667 | BISCO | 35.3839 | -79.7703 | 0 | OP | PV | SUN | 5 | 0.206 | 9011 | 4532 | 82163 | 9.1181
15806 | 2018 | 340 | 10871.6035 | NC | Bizzell Church Solar 1, LLC | 60401 | BCSPV | 35.5494 | -78.1799 | 0 | OP | PV | SUN | 5.2 | 0.207 | 9423 | 4739 | 85918 | 9.1179
15807 | 2018 | 340 | 10973.5921 | NC | Bizzell Church Solar 2 | 61158 | BIZZE | 35.5444 | -78.1772 | 0 | OP | PV | SUN | 5 | 0.211 | 9245 | 4649 | 84295 | 9.1179
15811 | 2018 | 1924 | 15763.56 | NC | Bladen Solar | 61561 | GEN1 | 34.8235 | -78.6235 | 0 | OP | PV | SUN | 50 | 0.237 | 103952 | 51169 | 947830 | 9.118
15812 | 2018 | 9820 | 5636.583 | NC | Bladenboro Farm | 58868 | 1 | 34.535 | -78.8131 | 0 | OP | PV | SUN | 5 | 0.19 | 8326 | 4187 | 75917 | 9.1181
15813 | 2018 | 9820 | 4547.9964 | NC | Bladenboro Solar 2 | 62101 | PGRF6 | 34.536 | -78.799 | 0 | OP | PV | SUN | 4.5 | 0.059 | 2315 | 1159 | 21109 | 9.1184
15814 | 2018 | 9820 | 5383.5441 | NC | Bladenboro Solar, LLC | 61283 | GEN1 | 34.5478 | -78.8177 | 0 | OP | PV | SUN | 4.8 | 0.226 | 9510 | 4782 | 86710 | 9.1178
15826 | 2018 | 6661 | 8840.1615 | NC | Blueberry One | 58605 | PV1 | 35.3139 | -78.1542 | 0 | OP | PV | SUN | 5 | 0.217 | 9499 | 4777 | 86612 | 9.118
15827 | 2018 | 10009 | 132.9909 | NC | Boaz Farm Solar | 61157 | BOAZF | 35.4678 | -79.1344 | 0 | OP | PV | SUN | 5 | 0.208 | 9124 | 4588 | 83191 | 9.1178
15828 | 2018 | 16911 | 9061.5706 | NC | Bolton Farm | 58349 | 1 | 36.4216 | -78.1323 | 0 | OP | PV | SUN | 5 | 0.199 | 8736 | 4393 | 79655 | 9.118
15829 | 2018 | 9484 | 15094.3972 | NC | Bondi Solar | 61352 | GEN1 | 35.1341 | -77.5385 | 0 | OP | PV | SUN | 5 | 0.154 | 6739 | 3389 | 61446 | 9.118
15831 | 2018 | 6665 | 5287.6208 | NC | Boseman Solar Center LLC | 58807 | BSC1 | 36.0081 | -77.81 | 0 | OP | PV | SUN | 5 | 0.194 | 8495 | 4272 | 77459 | 9.1182
15835 | 2018 | 6407 | 550.3497 | NC | Bradley PV1 | 59154 | BRAD1 | 36.2606 | -77.0764 | 0 | OP | PV | SUN | 5 | 0.179 | 7835 | 3940 | 71440 | 9.1181
15836 | 2018 | 12414 | 16044.6215 | NC | Brantley Solar | 60623 | PV1 | 35.8905 | -78.1552 | 0 | OP | PV | SUN | 50.2 | 0.035 | 15225 | 0 | 138821 | 9.118
15837 | 2018 | 29262 | 2439.5654 | NC | BRE | 59706 | NB005 | 36.3725 | -78.5985 | 0 | OP | PV | SUN | 5 | 0.194 | 8478 | 4263 | 77304 | 9.1182
15845 | 2018 | 28662 | 7484.3765 | NC | Broadridge Solar, LLC | 61218 | BROAD | 34.5229 | -78.9572 | 0 | OP | PV | SUN | 5 | 0.221 | 9691 | 4873 | 88363 | 9.118
15846 | 2018 | 9821 | 3667.728 | NC | Broadway Solar Center, LLC | 59762 | BRDWY | 34.3093 | -78.8314 | 0 | OP | PV | SUN | 5 | 0.208 | 9114 | 4583 | 83099 | 9.1177
15860 | 2018 | 6679 | 3830.1494 | NC | Buckleberry Solar | 61693 | GEN | 35.3807 | -77.406 | 0 | OP | PV | SUN | 52.1 | 0.005 | 2086 | 0 | 19020 | 9.1179
15861 | 2018 | 28700 | 9613.3632 | NC | Buddy Solar | 58735 | PV1 | 35.5419 | -80.3633 | 0 | OP | PV | SUN | 4 | 0.168 | 5897 | 2966 | 53771 | 9.1184
15862 | 2018 | 16911 | 10555.3539 | NC | Bullock Solar, LLC | 61512 | GEN1 | 36.4754 | -78.3151 | 0 | OP | PV | SUN | 50 | 0.226 | 98856 | 49822 | 901365 | 9.118
15863 | 2018 | 6897 | 11001.7383 | NC | Bunn Level Farm, LLC | 60636 | 1 | 35.3086 | -78.7743 | 0 | OP | PV | SUN | 5 | 0.217 | 9503 | 4779 | 86650 | 9.1182
15881 | 2018 | 28946 | 597.7394 | NC | Camp Lejeune Solar | 59966 | PV1 | 34.7257 | -77.3503 | 0 | OP | PV | SUN | 12.8 | 0.176 | 19769 | 9942 | 180253 | 9.118
15882 | 2018 | 6907 | 9376.4706 | NC | Candace Solar | 59499 | PV1 | 35.487 | -78.1922 | 0 | OP | PV | SUN | 5 | 0.207 | 9060 | 4556 | 82609 | 9.118
15898 | 2018 | 6402 | 6605.4475 | NC | Carl Friedrich Gauss Solar | 60882 | GAUSS | 36.3458 | -77.6335 | 0 | OP | PV | SUN | 5 | 0.014 | 612 | 0 | 5581 | 9.1193
15899 | 2018 | 6682 | 8410.4952 | NC | Carol Jean Solar | 59017 | GEN 1 | 36.3161 | -80.1444 | 0 | OP | PV | SUN | 4 | 0.188 | 6605 | 3322 | 60224 | 9.1179
15903 | 2018 | 7619 | 9380.8523 | NC | Carter PV1 | 59156 | CTR1 | 35.0211 | -78.7875 | 0 | OP | PV | SUN | 5 | 0.198 | 8686 | 4368 | 79199 | 9.118
15906 | 2018 | 6665 | 4145.1611 | NC | Castalia Solar | 58849 | 1 | 36 | -77.7833 | 0 | OP | PV | SUN | 2 | 0.204 | 3579 | 1800 | 32634 | 9.1182
15908 | 2018 | 29477 | 7376.114 | NC | Catawba Solar LLC | 60800 | PV1 | 35.61 | -80.53 | 0 | OP | PV | SUN | 2 | 0.177 | 3093 | 1555 | 28202 | 9.118
15909 | 2018 | 1924 | 15722.6003 | NC | CB Bladen Solar, LLC | 60402 | CBPV | 34.8229 | -78.6243 | 0 | OP | PV | SUN | 5.2 | 0.206 | 9364 | 4709 | 85380 | 9.1179
15910 | 2018 | 7597 | 5022.8167 | NC | CBC Solar Energy Gen Fac Phase 2 | 59451 | PV2 | 35.6744 | -78.5261 | 0 | OP | PV | SUN | 2.5 | 0.188 | 4120 | 2072 | 37564 | 9.1175
15912 | 2018 | 16404 | 16312.5013 | NC | Cedar Solar, LLC | 60135 | CED | 34.9158 | -77.7757 | 0 | OP | PV | SUN | 5 | 0.206 | 9034 | 4543 | 82371 | 9.1179
15913 | 2018 | 333 | 2485.3975 | NC | Century Drive Solar Farm | 61187 | CENT1 | 35.8378 | -78.6689 | 0 | OP | PV | SUN | 1 | 0.183 | 1601 | 805 | 14597 | 9.1174
15916 | 2018 | 9821 | 4188.0781 | NC | Chadbourn Farm | 58311 | 1 | 34.3247 | -78.7649 | 0 | OP | PV | SUN | 5 | 0.212 | 9304 | 4679 | 84833 | 9.1179
15918 | 2018 | 15512 | 3397.123 | NC | Charlotte Solar | 58722 | PV1 | 35.2619 | -81.8217 | 0 | OP | PV | SUN | 5 | 0.212 | 9284 | 4669 | 84652 | 9.1181
15920 | 2018 | 7089 | 15161.5747 | NC | Chauncey Farm LLC | 59100 | 1 | 34.3375 | -78.5219 | 0 | OP | PV | SUN | 4.9 | 0.195 | 8349 | 4199 | 76127 | 9.1181
15921 | 2018 | 12414 | 14402.7404 | NC | Chei Solar | 59508 | PV1 | 35.8918 | -78.1823 | 0 | OP | PV | SUN | 5 | 0.202 | 8858 | 4455 | 80766 | 9.1179
15933 | 2018 | 9868 | 996.5845 | NC | Choco Solar, LLC | 59899 | CHOCO | 35.482 | -77.1131 | 0 | OP | PV | SUN | 5 | 0.237 | 10384 | 5222 | 94681 | 9.118
15934 | 2018 | 9868 | 5208.9121 | NC | Chocowinity Solar LLC | 58675 | CHOCO | 35.515 | -77.09 | 0 | OP | PV | SUN | 5 | 0.199 | 8695 | 4373 | 79279 | 9.1178
15935 | 2018 | 6422 | 14363.3658 | NC | Chowan Jehu Solar | 62693 | PGR03 | 36.2838 | -76.6023 | 0 | OP | PV | SUN | 5 | 0.184 | 8055 | 4345 | 73446 | 9.1181
15937 | 2018 | 7618 | 1342.2751 | NC | Church Road Solar LLC | 62168 | CHU01 | 35.5237 | -78.6254 | 0 | OP | PV | SUN | 5 | 0.049 | 2148 | 1076 | 19585 | 9.1178
15939 | 2018 | 12414 | 19468.9778 | NC | Cirrus Solar LLC | 58674 | CIRRU | 35.9694 | -78.265 | 0 | OP | PV | SUN | 5 | 0.2 | 8763 | 4407 | 79902 | 9.1181
15950 | 2018 | 10014 | 646.6071 | NC | Cline Solar Farm, LLC | 59929 | NB007 | 35.72 | -81.417 | 0 | OP | PV | SUN | 5 | 0.19 | 8338 | 4193 | 76027 | 9.1181
15951 | 2018 | 13956 | 4935.4634 | NC | Clipperton Holdings | 59213 | PV1 | 34.9669 | -78.3544 | 0 | OP | PV | SUN | 5 | 0.216 | 9450 | 4752 | 86164 | 9.1179
15952 | 2018 | 6900 | 1930.9274 | NC | Coats Solar Farm, LLC | 59937 | NB006 | 35.4145 | -78.6906 | 0 | OP | PV | SUN | 5 | 0.22 | 9644 | 4850 | 87935 | 9.1181
15954 | 2018 | 29017 | 7127.1173 | NC | Cohen Farm Solar, LLC | 60146 | FLS1 | 35.5572 | -79.1958 | 0 | OP | PV | SUN | 6.5 | 0.167 | 9519 | 4787 | 86793 | 9.1179
15959 | 2018 | 28698 | 4147.7591 | NC | Concord Farm | 59818 | 1 | 35.4442 | -80.6636 | 0 | OP | PV | SUN | 5.2 | 0.105 | 4770 | 2399 | 43493 | 9.118
15960 | 2018 | 6677 | 9282.5846 | NC | Conetoe II Solar, LLC | 59944 | CONE1 | 35.822 | -77.481 | 0 | OP | PV | SUN | 80 | 0.223 | 156127 | 78514 | 1423565 | 9.118
15961 | 2018 | 10039 | 7436.9673 | NC | Conetoe Solar | 60188 | CON15 | 35.8252 | -77.4578 | 0 | OP | PV | SUN | 5 | 0.233 | 10224 | 5142 | 93222 | 9.118
15963 | 2018 | 15690 | 1775.1271 | NC | Copperfield | 61882 | GEN1 | 35.3401 | -79.9912 | 0 | OP | PV | SUN | 2 | 0 | 0 | 0 |  | -
15964 | 2018 | 6681 | 8505.3419 | NC | Cork Oak Solar | 60637 | NC160 | 36.371 | -77.571 | 0 | OP | PV | SUN | 20 | 0.193 | 33778 | 16986 | 307988 | 9.118
15966 | 2018 | 29262 | 3722.439 | NC | Cornwall Solar Center, LLC | 59663 | CSC1 | 36.3669 | -78.6261 | 0 | OP | PV | SUN | 5 | 0.201 | 8809 | 4430 | 80320 | 9.1179
15967 | 2018 | 29017 | 3955.6788 | NC | Cotten Farm, LLC | 60965 | COT | 35.5285 | -79.1985 | 0 | OP | PV | SUN | 5 | 0.218 | 9547 | 4801 | 87050 | 9.118
15968 | 2018 | 9995 | 221.4844 | NC | Cougar Solar, LLC | 61658 | COUGR | 35.4624 | -79.1807 | 0 | OP | PV | SUN | 1.9 | 0.239 | 3975 | 1999 | 36243 | 9.1177
15969 | 2018 | 4496 | 3281.8856 | NC | County Home Solar Center, LLC | 60199 | CHSC1 | 35.2633 | -81.5087 | 0 | OP | PV | SUN | 2 | 0.207 | 3629 | 1825 | 33089 | 9.1179
15970 | 2018 | 29020 | 3522.3369 | NC | County Home Solar LLC | 62167 | COU01 | 34.9255 | -79.7229 | 0 | OP | PV | SUN | 7.5 | 0.034 | 2242 | 640 | 20443 | 9.1182
15980 | 2018 | 6700 | 3265.5821 | NC | Creech Solar 2, LLC | 60635 | PV1 | 35.722 | -78.6043 | 0 | OP | PV | SUN | 6.8 | 0.154 | 9195 | 4624 | 83838 | 9.1178
15981 | 2018 | 29262 | 465.5168 | NC | Crestwood Solar Center LLC | 59914 | CREST | 36.3535 | -78.5842 | 0 | OP | PV | SUN | 5 | 0.198 | 8679 | 4365 | 79136 | 9.1181
15982 | 2018 | 6422 | 36671.8711 | NC | Creswell Alligood Solar, LLC | 59548 | CRES1 | 35.8989 | -76.3794 | 0 | OP | PV | SUN | 14 | 0.249 | 30493 | 15335 | 278036 | 9.118
15984 | 2018 | 9484 | 10251.634 | NC | Crockett Farm | 59561 | PV1 | 35.2308 | -77.5525 | 0 | OP | PV | SUN | 5 | 0.204 | 8956 | 4504 | 81659 | 9.1178
15986 | 2018 | 13721 | 91826.9339 | NC | CS Murphy Point, LLC | 57687 | 1 | 34.9895 | -84.1662 | 0 | OP | PV | SUN | 1 | 0.141 | 1231 | 619 | 11224 | 9.1178
15987 | 2018 | 10707 | 1816.5922 | NC | Currin Solar, LLC | 60403 | CSPV | 36.2896 | -78.6333 | 0 | OP | PV | SUN | 5.2 | 0.188 | 8572 | 4311 | 78159 | 9.1179
15997 | 2018 | 4473 | 14627.6164 | NC | Daniel Farm LLC | 59126 | 1 | 35.8489 | -80.5536 | 0 | OP | PV | SUN | 5 | 0.196 | 8605 | 4327 | 78461 | 9.1181
15999 | 2018 | 6422 | 14169.2075 | NC | Davis Lane Solar, LLC | 61581 | DAVIS | 36.1073 | -76.5292 | 0 | OP | PV | SUN | 5 | 0.203 | 8889 | 4470 | 81050 | 9.118
16000 | 2018 | 9479 | 2464.5492 | NC | Daystar Solar | 60179 | PV1 | 35.0356 | -77.2025 | 0 | OP | PV | SUN | 5 | 0.211 | 9238 | 4646 | 84232 | 9.118
16001 | 2018 | 1924 | 7503.6876 | NC | DD Fayetteville Solar NC LLC | 59117 | PV1 | 34.8344 | -78.8436 | 0 | OP | PV | SUN | 23.1 | 0.114 | 23122 | 11628 | 210828 | 9.1181
16002 | 2018 | 6680 | 1543.2589 | NC | DE Solar 10240 Old Dowd Rd | 57334 | PV01 | 35.2458 | -80.9967 | 0 | OP | PV | SUN | 1.9 | 0.119 | 1978 | 995 | 18035 | 9.1178
16003 | 2018 | 6647 | 3570.3014 | NC | DE Solar 1725 Drywall Dr | 57336 | PV01 | 35.3261 | -80.9967 | 0 | OP | PV | SUN | 1 | 0.158 | 1380 | 694 | 12584 | 9.1188
16004 | 2018 | 7041 | 10464.1605 | NC | DE Solar 657 Brigham Rd | 57335 | PV01 | 36.1053 | -79.9692 | 0 | OP | PV | SUN | 1.3 | 0.176 | 2000 | 1006 | 18235 | 9.1175
16005 | 2018 | 9850 | 12916.2289 | NC | Deep Branch Farm | 61403 | 1 | 34.6708 | -79.1994 | 0 | OP | PV | SUN | 5 | 0.196 | 8596 | 4323 | 78379 | 9.1181
16006 | 2018 | 6687 | 1865.8268 | NC | Delco Farm | 61088 | 1 | 34.319 | -78.2091 | 0 | OP | PV | SUN | 5 | 0.189 | 8286 | 4167 | 75551 | 9.1179
16007 | 2018 | 9859 | 4108.038 | NC | Dement Farm LLC | 58874 | DF1 | 36.27 | -78.3483 | 0 | OP | PV | SUN | 5 | 0.2 | 8775 | 4413 | 80010 | 9.1179
16009 | 2018 | 9821 | 3844.8794 | NC | Dessie Solar Center LLC | 58952 | DESS | 34.3028 | -78.8358 | 0 | OP | PV | SUN | 4.8 | 0.199 | 8378 | 4213 | 76390 | 9.1179
16010 | 2018 | 28710 | 13188.5257 | NC | Dibrell Farm | 58346 | 1 | 36.4717 | -79.5281 | 0 | OP | PV | SUN | 5 | 0.194 | 8478 | 4263 | 77304 | 9.1182
16011 | 2018 | 4496 | 13768.4511 | NC | Dixon Dairy Road Solar | 58453 | 1 | 35.1992 | -81.4108 | 0 | OP | PV | SUN | 4 | 0.194 | 6784 | 3412 | 61857 | 9.1181
16012 | 2018 | 6677 | 28466.4606 | NC | Dogwood Solar, LLC | 58844 | 1 | 36.125 | -77.4092 | 0 | OP | PV | SUN | 20 | 0.2 | 35083 | 17643 | 319888 | 9.118
16019 | 2018 | 6423 | 2335.1139 | NC | Downs Farm Solar | 59429 | DOWN1 | 36.3619 | -76.9169 | 0 | OP | PV | SUN | 5 | 0.196 | 8605 | 4327 | 78461 | 9.1181
16020 | 2018 | 14258 | 1839.0398 | NC | Dragstrip Farm | 59102 | 1 | 35.7581 | -81.4161 | 0 | OP | PV | SUN | 5 | 0.203 | 8898 | 4475 | 81132 | 9.118
16031 | 2018 | 6901 | 8788.5035 | NC | Dunn | 59376 | DUNN1 | 35.475 | -78.5486 | 0 | OP | PV | SUN | 2 | 0.203 | 3565 | 1793 | 32506 | 9.1181
16032 | 2018 | 9871 | 8302.1131 | NC | Duplin Solar I LLC (160 Houston Lane) | 60599 | DPLN | 34.9601 | -77.9804 | 0 | OP | PV | SUN | 5 | 0.184 | 8056 | 4051 | 73454 | 9.1179
16033 | 2018 | 9870 | 1236.3933 | NC | Duplin Solar LLC | 58879 | DF | 35.0119 | -78.0783 | 0 | OP | PV | SUN | 5 | 0.203 | 8870 | 4461 | 80878 | 9.1182
16034 | 2018 | 3484 | 2493.8153 | NC | Durham Solar | 60131 | DURM | 36.0049 | -78.8485 | 0 | OP | PV | SUN | 3.5 | 0.193 | 5921 | 2978 | 53988 | 9.1181
16037 | 2018 | 9873 | 26092.6509 | NC | East Wayne Solar LLC | 59189 | 1 | 35.4417 | -77.85 | 0 | OP | PV | SUN | 2 | 0.209 | 3669 | 1845 | 33454 | 9.118
16038 | 2018 | 29001 | 2814.5746 | NC | Eastover Farm | 59562 | PV1 | 34.7422 | -79.4631 | 0 | OP | PV | SUN | 5 | 0.204 | 8948 | 4500 | 81588 | 9.118
16043 | 2018 | 29016 | 12481.2019 | NC | Eden Solar LLC | 59778 | EDENS | 35.1485 | -79.6364 | 0 | OP | PV | SUN | 47.7 | 0.204 | 85098 | 42795 | 775923 | 9.118
16052 | 2018 | 29019 | 5008.9326 | NC | Ellerbe | 59042 | GEN 1 | 35.1 | -79.73 | 0 | OP | PV | SUN | 2 | 0.183 | 3201 | 1610 | 29186 | 9.1178
16053 | 2018 | 10058 | 30761.1835 | NC | Elliana Solar | 58725 | PV1 | 36.1311 | -79.3325 | 0 | OP | PV | SUN | 5 | 0.2 | 8774 | 4412 | 80002 | 9.1181
16054 | 2018 | 28954 | 1372.7792 | NC | Elm City Solar Facility | 59164 | NSC 1 | 35.7811 | -77.8469 | 0 | OP | PV | SUN | 40 | 0.227 | 79375 | 39917 | 723741 | 9.118
16055 | 2018 | 9995 | 1102.281 | NC | Elm Solar, LLC | 60136 | ELM | 35.4538 | -79.1895 | 0 | OP | PV | SUN | 5 | 0.212 | 9268 | 4661 | 84505 | 9.1179
16062 | 2018 | 6897 | 490 | NC | Erwin Farm | 58859 | 1 | 35.3333 | -78.6614 | 0 | OP | PV | SUN | 5 | 0.145 | 6372 | 3204 | 58098 | 9.1177
16063 | 2018 | 340 | 597.1182 | NC | ESA Selma | 59956 | GEN02 | 35.5262 | -78.2898 | 0 | OP | PV | SUN | 1.8 | 0.195 | 3080 | 1549 | 28082 | 9.1175
16065 | 2018 | 10029 | 1094.6337 | NC | Everetts Wildcat Solar, LLC | 59549 | EVER1 | 35.8472 | -77.1114 | 0 | OP | PV | SUN | 5 | 0.243 | 10651 | 5356 | 97115 | 9.1179
16066 | 2018 | 6679 | 1475.3633 | NC | Exum Farm Solar, LLC | 60400 | FLS1 | 35.3704 | -77.4549 | 0 | OP | PV | SUN | 4.9 | 0.213 | 9148 | 4600 | 83411 | 9.1179
16067 | 2018 | 1575 | 20715.2797 | NC | Facile Solar | 59406 | SYS1 | 36.0989 | -79.4939 | 0 | OP | PV | SUN | 2 | 0.182 | 3196 | 1607 | 29141 | 9.118
16068 | 2018 | 9850 | 8623.8624 | NC | Fairmont-FLS 100 | 59052 | GEN 1 | 34.52 | -79.13 | 0 | OP | PV | SUN | 4 | 0.186 | 6505 | 3271 | 59312 | 9.1179
16069 | 2018 | 9870 | 7133.2052 | NC | Faison Solar | 59333 | FAIS1 | 35.0697 | -78.1161 | 0 | OP | PV | SUN | 2 | 0.155 | 2712 | 1364 | 24727 | 9.1176
16073 | 2018 | 10015 | 5826.7926 | NC | Farrington Farm | 58318 | 1 | 35.8328 | -79.025 | 0 | OP | PV | SUN | 1 | 0.141 | 1239 | 623 | 11298 | 9.1186
16075 | 2018 | 12430 | 4538.9346 | NC | First Citizens Bank | 61491 | FCB | 35.7285 | -78.6392 | 0 | OP | PV | SUN | 1.5 | 0.088 | 1158 | 582 | 10559 | 9.1183
16076 | 2018 | 15691 | 4511.6886 | NC | Fisher Solar Farm - NC | 61089 | 1 | 35.2413 | -80.0346 | 0 | OP | PV | SUN | 5 | 0.203 | 8907 | 4479 | 81215 | 9.1181
16078 | 2018 | 15622 | 9277.8895 | NC | Flash Solar | 58726 | PV1 | 35.7581 | -81.2294 | 0 | OP | PV | SUN | 5 | 0.196 | 8591 | 4320 | 78331 | 9.1178
16079 | 2018 | 10037 | 2050.0145 | NC | Flat Meeks PV 1 | 59514 | FLAT1 | 35.8067 | -77.2706 | 0 | OP | PV | SUN | 5 | 0.098 | 4302 | 2163 | 39225 | 9.1179
16080 | 2018 | 9508 | 5059.7683 | NC | Flemming Solar Center LLC | 58808 | FSC1 | 35.6689 | -77.3839 | 0 | OP | PV | SUN | 5 | 0.199 | 8729 | 4390 | 79593 | 9.1182
16081 | 2018 | 9994 | 16112.7505 | NC | Flint Hill Solar, LLC | 60370 | FHSPV | 35.4027 | -79.5531 | 0 | OP | PV | SUN | 5.2 | 0.197 | 8981 | 4516 | 81889 | 9.118
16083 | 2018 | 2416 | 3522.6111 | NC | Floyd Road Solar Farm | 61031 | PV1 | 36.5059 | -77.6775 | 0 | OP | PV | SUN | 5 | 0.21 | 9198 | 4626 | 83866 | 9.1179
16084 | 2018 | 9850 | 9943.9652 | NC | Floyd Solar, LLC | 60147 | FLS1 | 34.5091 | -79.1359 | 0 | OP | PV | SUN | 6.5 | 0.161 | 9174 | 4613 | 83649 | 9.1181
16085 | 2018 | 28662 | 1322.6848 | NC | FLS Solar 170, LLC | 59552 | FLS1 | 34.6 | -78.97 | 0 | OP | PV | SUN | 2 | 0.205 | 3592 | 1806 | 32752 | 9.118
16086 | 2018 | 28662 | 3293.9231 | NC | FLS Solar 200, LLC | 59551 | FLS1 | 34.5819 | -78.94 | 0 | OP | PV | SUN | 4.3 | 0.166 | 6243 | 3140 | 56924 | 9.1181
16087 | 2018 | 16404 | 4434.621 | NC | FLS Solar 230 (Warren) | 59646 | FLS1 | 35.0161 | -77.8219 | 0 | OP | PV | SUN | 4.8 | 0.204 | 8587 | 4318 | 78297 | 9.1181
16091 | 2018 | 9859 | 20133.479 | NC | Fox Creek Solar | 60624 | PV1 | 36.1269 | -78.2731 | 0 | OP | PV | SUN | 50.2 | 0.013 | 5665 | 0 | 51653 | 9.1179
16092 | 2018 | 29016 | 1964.1574 | NC | Foxfire Solar Farm | 59563 | PV1 | 35.2206 | -79.5519 | 0 | OP | PV | SUN | 5 | 0.216 | 9462 | 4758 | 86275 | 9.1181
16095 | 2018 | 9858 | 13522.0466 | NC | Franklin Solar 2 | 59579 | PV1 | 36.1269 | -78.1525 | 0 | OP | PV | SUN | 2 | 0.209 | 3656 | 1839 | 33336 | 9.1182
16096 | 2018 | 9858 | 13825.431 | NC | Franklin Solar, LLC | 58802 | INV1 | 36.0975 | -78.1678 | 0 | OP | PV | SUN | 0.5 | 0.184 | 804.25 | 404.5 | 7333 | 9.1178
16097 | 2018 | 9858 | 13825.431 | NC | Franklin Solar, LLC | 58802 | INV2 | 36.0975 | -78.1678 | 0 | OP | PV | SUN | 0.5 | 0.184 | 804.25 | 404.5 | 7333 | 9.1178
16098 | 2018 | 9858 | 13825.431 | NC | Franklin Solar, LLC | 58802 | INV3 | 36.0975 | -78.1678 | 0 | OP | PV | SUN | 0.5 | 0.184 | 804.25 | 404.5 | 7333 | 9.1178
16099 | 2018 | 9858 | 13825.431 | NC | Franklin Solar, LLC | 58802 | INV4 | 36.0975 | -78.1678 | 0 | OP | PV | SUN | 0.5 | 0.184 | 804.25 | 404.5 | 7333 | 9.1178
16100 | 2018 | 9859 | 22577.3653 | NC | Franklinton Solar | 59708 | 5MWPV | 36.08 | -78.35 | 0 | OP | PV | SUN | 5 | 0.213 | 9337 | 4695 | 85134 | 9.1179
16101 | 2018 | 4099 | 3342.7503 | NC | Freemont Solar Center LLC | 59912 | FREE | 35.4276 | -80.9972 | 0 | OP | PV | SUN | 5 | 0.206 | 9007 | 4529 | 82127 | 9.1181
16102 | 2018 | 6907 | 16595.5104 | NC | Fremont Farm | 59103 | 1 | 35.5319 | -77.9692 | 0 | OP | PV | SUN | 5 | 0.222 | 9737 | 4897 | 88781 | 9.1179
16111 | 2018 | 9820 | 12302.0161 | NC | Gainey Solar, LLC | 60633 | PV1 | 34.499 | -78.653 | 0 | OP | PV | SUN | 2 | 0.227 | 3970 | 1996 | 36199 | 9.1181
16113 | 2018 | 9821 | 3228.0839 | NC | Garrell Solar Farm | 58866 | 1 | 34.3253 | -78.7931 | 0 | OP | PV | SUN | 5 | 0.156 | 6836 | 3438 | 62331 | 9.1181
16114 | 2018 | 6681 | 4214.5242 | NC | Garysburg Solar | 59641 | 5MWPV | 36.468 | -77.592 | 0 | OP | PV | SUN | 5 | 0.199 | 8737 | 4394 | 79665 | 9.1181
16123 | 2018 | 2042 | 3943.2459 | NC | Gaston Solar | 59642 | 5MWPV | 36.5147 | -77.6561 | 0 | OP | PV | SUN | 5 | 0.197 | 8619 | 4334 | 78588 | 9.118
16133 | 2018 | 4475 | 559.3516 | NC | Gastonia Solar Center | 60359 | 60916 | 35.229 | -81.1891 | 0 | OP | PV | SUN | 4.3 | 0.005 | 174 | 0 | 1587 | 9.1207
16137 | 2018 | 6423 | 11978.1624 | NC | Gates Solar LLC | 58673 | GATES | 36.4508 | -76.8036 | 0 | OP | PV | SUN | 5 | 0.218 | 9527 | 4791 | 86868 | 9.1181
16138 | 2018 | 6972 | 4344.5411 | NC | Germantown Solar, LLC | 60480 | PV1 | 36.2463 | -80.2546 | 0 | OP | PV | SUN | 2.1 | 0.148 | 2714 | 1365 | 24747 | 9.1183
16139 | 2018 | 6422 | 4625.3335 | NC | GKS Solar | 59426 | GKS1 | 36.2483 | -76.5019 | 0 | OP | PV | SUN | 5 | 0.195 | 8544 | 4297 | 77904 | 9.118
16140 | 2018 | 9841 | 4713.8837 | NC | Graham Solar Center LLC | 58957 | GRAH | 34.3097 | -79.0144 | 0 | OP | PV | SUN | 4.8 | 0.173 | 7282 | 3662 | 66398 | 9.1181
16143 | 2018 | 29262 | 6641.4518 | NC | Granville Solar PV Power Project | 58487 | 1 | 36.4117 | -78.5939 | 0 | OP | PV | SUN | 2.5 | 0.213 | 4672 | 2349 | 42600 | 9.1182
16144 | 2018 | 10037 | 3026.2303 | NC | Green Farm | 59148 | GREEN | 35.8317 | -77.2697 | 0 | OP | PV | SUN | 5 | 0.165 | 7247 | 3644 | 66078 | 9.118
16159 | 2018 | 10054 | 4671.0624 | NC | Halifax | 58943 | 1 | 36.4419 | -77.7114 | 0 | OP | PV | SUN | 20 | 0.191 | 33511 | 16852 | 305554 | 9.118
16167 | 2018 | 9454 | 1652.324 | NC | Hanover Solar, LLC | 61877 | HAN01 | 34.8009 | -77.2138 | 0 | OP | PV | SUN | 4.9 | 0.149 | 6413 | 4095 | 58474 | 9.118
16168 | 2018 | 6901 | 3189.1546 | NC | Happy Solar | 59512 | PV1 | 35.3965 | -78.5108 | 0 | OP | PV | SUN | 4 | 0.209 | 7310 | 3676 | 66652 | 9.1179
16169 | 2018 | 10029 | 7631.6084 | NC | Hardison Farm Solar, LLC | 60415 | HFSPV | 35.8308 | -77.0219 | 0 | OP | PV | SUN | 5.2 | 0.203 | 9234 | 4644 | 84196 | 9.118
16170 | 2018 | 9876 | 2875.3964 | NC | Harrell's Hill Solar Center LLC | 59337 | HHS1 | 35.2119 | -78.1008 | 0 | OP | PV | SUN | 5 | 0.204 | 8920 | 4486 | 81336 | 9.1184
16176 | 2018 | 15630 | 9987.8976 | NC | Haynes Farm | 58332 | 1 | 35.5258 | -81.2353 | 0 | OP | PV | SUN | 5 | 0.183 | 8020 | 4033 | 73127 | 9.1181
16177 | 2018 | 15689 | 2004.7061 | NC | Haywood Farm Solar, LLC | 61255 | HAY02 | 35.343 | -79.915 | 0 | OP | PV | SUN | 4.9 | 0.216 | 9282 | 4668 | 84633 | 9.118
16178 | 2018 | 7618 | 5288.6156 | NC | HCE Johnston I, LLC | 60121 | HCEJI | 35.56 | -78.5945 | 0 | OP | PV | SUN | 2.6 | 0.16 | 3640 | 1831 | 33190 | 9.1181
16179 | 2018 | 29016 | 13855.1014 | NC | HCE Moore I | 62539 | PGR02 | 35.1343 | -79.4195 | 0 | OP | PV | SUN | 2 | 0 | 3 | 0 | 27 | 9
16180 | 2018 | 15689 | 3453.52 | NC | Hector Farm | 60577 | 1 | 35.3762 | -79.9097 | 0 | OP | PV | SUN | 5 | 0.211 | 9258 | 4656 | 84417 | 9.1183
16181 | 2018 | 6687 | 1971.8141 | NC | Heedeh Solar | 60157 | PV1 | 34.3087 | -78.2215 | 0 | OP | PV | SUN | 4.5 | 0.061 | 2405 | 1478 | 21929 | 9.1181
16182 | 2018 | 6681 | 4054.8609 | NC | Hemlock Solar | 60207 | HEMLK | 36.4691 | -77.5975 | 0 | OP | PV | SUN | 5 | 0.228 | 9967 | 5012 | 90879 | 9.118
16183 | 2018 | 6422 | 10584.0257 | NC | Hertford Solar Farm | 60384 | HERT | 36.1303 | -76.4909 | 0 | OP | PV | SUN | 5 | 0.195 | 8548 | 4299 | 77940 | 9.1179
16184 | 2018 | 29001 | 2024.2488 | NC | Hew Fulton Farm, LLC | 60778 | 1 | 34.784 | -79.4745 | 0 | OP | PV | SUN | 5 | 0.21 | 9208 | 4631 | 83958 | 9.1179
16197 | 2018 | 6679 | 929.9125 | NC | Highland Solar Center LLC | 59163 | HSC 1 | 35.3639 | -77.4519 | 0 | OP | PV | SUN | 5 | 0.21 | 9195 | 4624 | 83838 | 9.1178
16198 | 2018 | 6661 | 11425.9788 | NC | Highwater Solar I | 59487 | HIGHW | 35.4339 | -77.99 | 0 | OP | PV | SUN | 4.9 | 0.225 | 9658 | 4857 | 88060 | 9.1178
16202 | 2018 | 9852 | 6199.0239 | NC | Holstein Plant | 58623 | PV1 | 34.7742 | -79.3408 | 0 | OP | PV | SUN | 20 | 0.194 | 34027 | 17112 | 310258 | 9.118
16203 | 2018 | 6679 | 18183.7736 | NC | Hood Farm Solar, LLC | 61256 | HOF05 | 35.205 | -77.497 | 0 | OP | PV | SUN | 4.9 | 0.216 | 9258 | 4656 | 84417 | 9.1183
16204 | 2018 | 6692 | 15009.546 | NC | Hopewell Friends | 61883 | GEN1 | 35.6285 | -79.8727 | 0 | OP | PV | SUN | 1.3 | 0 | 0 | 0 |  | -
16206 | 2018 | 15775 | 2143.6769 | NC | Howell Midland Farm, LLC | 60312 | 1 | 35.2257 | -80.5431 | 0 | OP | PV | SUN | 4.9 | 0.207 | 8874 | 4463 | 80913 | 9.118
16208 | 2018 | 28710 | 13222.7383 | NC | Husky Solar | 59510 | PV1 | 36.2847 | -79.5667 | 0 | OP | PV | SUN | 5 | 0.191 | 8353 | 4201 | 76164 | 9.1182
16209 | 2018 | 4496 | 2597.0076 | NC | Hutchinson Farm | 59564 | PV1 | 35.2608 | -81.5158 | 0 | OP | PV | SUN | 5 | 0.155 | 6806 | 3423 | 62056 | 9.1178
16210 | 2018 | 6402 | 6406.3509 | NC | HXNAir Solar One | 60209 | HXNAI | 36.3487 | -77.6315 | 0 | OP | PV | SUN | 5 | 0.007 | 299 | 150 | 2726 | 9.1171
16215 | 2018 | 28601 | 24113.8627 | NC | Innovative Solar 10 | 60050 | FLS1 | 35.4736 | -82.8903 | 0 | OP | PV | SUN | 1.5 | 0.192 | 2523 | 1269 | 23005 | 9.1181
16216 | 2018 | 11731 | 10491.8993 | NC | Innovative Solar 14, LLC | 59553 | FLS1 | 35.3689 | -82.3575 | 0 | OP | PV | SUN | 2 | 0.199 | 3479 | 1750 | 31722 | 9.1181
16217 | 2018 | 15512 | 5750.7504 | NC | Innovative Solar 15, LLC | 59554 | FLS1 | 35.3194 | -81.7642 | 0 | OP | PV | SUN | 2 | 0.189 | 3306 | 1663 | 30145 | 9.1183
16218 | 2018 | 11731 | 10716.4101 | NC | Innovative Solar 16 | 60055 | FLS1 | 35.3639 | -82.35 | 0 | OP | PV | SUN | 2 | 0.157 | 2754 | 1385 | 25111 | 9.118
16219 | 2018 | 15511 | 2119.0171 | NC | Innovative Solar 18, LLC | 60051 | FLS1 | 35.3782 | -81.7951 | 0 | OP | PV | SUN | 1.9 | 0.229 | 3814 | 1918 | 34777 | 9.1182
16220 | 2018 | 4496 | 11387.4408 | NC | Innovative Solar 23 | 59670 | IS023 | 35.2598 | -81.419 | 0 | OP | PV | SUN | 1.9 | 0.225 | 3741 | 1881 | 34111 | 9.1182
16221 | 2018 | 10014 | 1315.0151 | NC | Innovative Solar 26, LLC | 60052 | FLS1 | 35.7097 | -81.4133 | 0 | OP | PV | SUN | 1.9 | 0.219 | 3640 | 1831 | 33190 | 9.1181
16222 | 2018 | 9820 | 2727.3398 | NC | Innovative Solar 31 | 60540 | IS031 | 34.5394 | -78.7554 | 0 | OP | PV | SUN | 35 | 0.205 | 62937 | 32466 | 573861 | 9.118
16223 | 2018 | 16404 | 1910.3526 | NC | Innovative Solar 35, LLC | 61258 | ISS35 | 35.046 | -77.825 | 0 | OP | PV | SUN | 1.9 | 0.223 | 3712 | 1867 | 33846 | 9.118
16224 | 2018 | 29024 | 14618.7088 | NC | Innovative Solar 37 | 59665 | IS037 | 34.8383 | -79.9439 | 0 | OP | PV | SUN | 100 | 0.176 | 154021 | 75897 | 1404365 | 9.118
16225 | 2018 | 1924 | 9390.9965 | NC | Innovative Solar 42 | 60539 | IS042 | 34.8476 | -78.8774 | 0 | OP | PV | SUN | 71 | 0.214 | 133352 | 70799 | 1215905 | 9.118
16226 | 2018 | 7062 | 12398.8568 | NC | Innovative Solar 43, LLC | 60149 | FLS1 | 34.53 | -78.3048 | 0 | OP | PV | SUN | 50.8 | 0.156 | 69457 | 31977 | 633308 | 9.118
16227 | 2018 | 15226 | 3345.6566 | NC | Innovative Solar 44 | 59675 | IS044 | 34.859 | -79.108 | 0 | OP | PV | SUN | 4.9 | 0.194 | 8324 | 4186 | 75897 | 9.1179
16228 | 2018 | 9822 | 5974.9629 | NC | Innovative Solar 46 | 59671 | IS046 | 34.9182 | -78.9436 | 0 | OP | PV | SUN | 78.5 | 0.213 | 146284 | 74013 | 1333814 | 9.118
16229 | 2018 | 9852 | 8770.0043 | NC | Innovative Solar 47 | 59666 | IS047 | 34.8019 | -79.3324 | 0 | OP | PV | SUN | 33.8 | 0.246 | 72750 | 37407 | 663336 | 9.118
16230 | 2018 | 9852 | 9492.5862 | NC | Innovative Solar 48 | 59667 | IS048 | 34.7116 | -79.3024 | 0 | OP | PV | SUN | 4.9 | 0.203 | 8711 | 4381 | 79426 | 9.1179
16231 | 2018 | 9873 | 3437.0765 | NC | Innovative Solar 54 | 59669 | IS054 | 35.2137 | -77.7124 | 0 | OP | PV | SUN | 50 | 0.002 | 740 | 0 | 6747 | 9.1176
16232 | 2018 | 9850 | 15876.9104 | NC | Innovative Solar 55 | 59676 | IS044 | 34.695 | -79.216 | 0 | OP | PV | SUN | 6.5 | 0.074 | 4209 | 2117 | 38379 | 9.1183
16233 | 2018 | 9858 | 4055.5763 | NC | Innovative Solar 59, LLC | 61259 | ISS59 | 36.0947 | -77.9793 | 0 | OP | PV | SUN | 1.9 | 0.229 | 3816 | 1919 | 34794 | 9.1179
16234 | 2018 | 10129 | 9416.5089 | NC | Innovative Solar 6 | 59542 | IS6 | 35.6575 | -82.7103 | 0 | OP | PV | SUN | 3.6 | 0.18 | 5664 | 2848 | 51645 | 9.1181
16235 | 2018 | 9858 | 2886.0082 | NC | Innovative Solar 60, LLC | 61260 | ISS60 | 36.091 | -77.992 | 0 | OP | PV | SUN | 1.9 | 0.236 | 3931 | 1977 | 35841 | 9.1175
16236 | 2018 | 9873 | 18010.6328 | NC | Innovative Solar 63, LLC | 60053 | FLS1 | 35.3917 | -77.6204 | 0 | OP | PV | SUN | 4.9 | 0.199 | 8523 | 4286 | 77714 | 9.1182
16237 | 2018 | 17072 | 2336.1015 | NC | Innovative Solar 64 | 59677 | IS064 | 35.041 | -78.3297 | 0 | OP | PV | SUN | 4.9 | 0.202 | 8685 | 4368 | 79190 | 9.118
16238 | 2018 | 29001 | 2469.594 | NC | Innovative Solar 65 | 60398 | FLS1 | 34.7587 | -79.5 | 0 | OP | PV | SUN | 4.9 | 0.21 | 9029 | 4541 | 82326 | 9.118
16239 | 2018 | 17163 | 1179.896 | NC | Innovative Solar 67 | 59678 | IS067 | 34.6233 | -78.0054 | 0 | OP | PV | SUN | 33.3 | 0.001 | 222 | 0 | 2024 | 9.1171
16255 | 2018 | 28954 | 4486.4487 | NC | Jackson Solar Farm | 61292 | JAKSN | 35.75 | -77.83 | 0 | OP | PV | SUN | 10 | 0.192 | 16829 | 8463 | 153447 | 9.118
16256 | 2018 | 28710 | 10945.373 | NC | Jacob Solar | 59503 | PV1 | 36.2922 | -79.6214 | 0 | OP | PV | SUN | 5 | 0.202 | 8837 | 4444 | 80576 | 9.118
16257 | 2018 | 10029 | 4660.3253 | NC | Jakana Solar | 59170 | 5MWPV | 35.8753 | -77.0811 | 0 | OP | PV | SUN | 5 | 0.204 | 8952 | 4502 | 81623 | 9.1179
16266 | 2018 | 9851 | 271.8148 | NC | Jersey Holdings | 60784 | PV1 | 34.5643 | -79.0375 | 0 | OP | PV | SUN | 5 | 0.217 | 9512 | 4783 | 86729 | 9.1179
16274 | 2018 | 6895 | 5062.5161 | NC | Kathleen Solar | 60180 | PV1 | 35.5138 | -78.8024 | 0 | OP | PV | SUN | 5 | 0.019 | 814 | 0 | 7422 | 9.1179
16275 | 2018 | 6906 | 7884.7827 | NC | Keen Farm | 59565 | PV1 | 35.4267 | -78.4 | 0 | OP | PV | SUN | 5 | 0.206 | 9025 | 4539 | 82289 | 9.1179
16276 | 2018 | 6408 | 16993.0964 | NC | Kelford | 59527 | KELF1 | 36.1481 | -77.2119 | 0 | OP | PV | SUN | 20 | 0.245 | 42958 | 21603 | 391690 | 9.118
16277 | 2018 | 6408 | 16786.37 | NC | Kelford | 59796 | FLS1 | 36.1542 | -77.2185 | 0 | OP | PV | SUN | 5 | 0.174 | 7634 | 3839 | 69608 | 9.1182
16278 | 2018 | 28766 | 9391.7651 | NC | Kelly Solar, LLC | 61219 | KELLY | 36.3912 | -78.449 | 0 | OP | PV | SUN | 5 | 0.076 | 3322 | 2041 | 30290 | 9.118
16279 | 2018 | 9870 | 7154.9434 | NC | Kenansville | 59051 | GEN 1 | 34.96 | -78.04 | 0 | OP | PV | SUN | 2 | 0.198 | 3477 | 1749 | 31704 | 9.1182
16280 | 2018 | 9871 | 8038.5413 | NC | Kenansville Solar 2, LLC | 58803 | INV1 | 34.9578 | -77.9817 | 0 | OP | PV | SUN | 2 | 0.2 | 3511 | 1766 | 32015 | 9.1185
16281 | 2018 | 9871 | 9434.5874 | NC | Kenansville Solar Farm, LLC | 58840 | INV1 | 34.97 | -77.9761 | 0 | OP | PV | SUN | 0.5 | 0.187 | 821 | 412.889 | 7485.778 | 9.1179
16282 | 2018 | 9871 | 9434.5874 | NC | Kenansville Solar Farm, LLC | 58840 | INV2 | 34.97 | -77.9761 | 0 | OP | PV | SUN | 0.5 | 0.187 | 821 | 412.889 | 7485.778 | 9.1179
16283 | 2018 | 9871 | 9434.5874 | NC | Kenansville Solar Farm, LLC | 58840 | INV3 | 34.97 | -77.9761 | 0 | OP | PV | SUN | 0.5 | 0.187 | 821 | 412.889 | 7485.778 | 9.1179
16284 | 2018 | 9871 | 9434.5874 | NC | Kenansville Solar Farm, LLC | 58840 | INV4 | 34.97 | -77.9761 | 0 | OP | PV | SUN | 0.5 | 0.187 | 821 | 412.889 | 7485.778 | 9.1179
16285 | 2018 | 9871 | 9434.5874 | NC | Kenansville Solar Farm, LLC | 58840 | INV5 | 34.97 | -77.9761 | 0 | OP | PV | SUN | 0.5 | 0.187 | 821 | 412.889 | 7485.778 | 9.1179
16286 | 2018 | 9871 | 9434.5874 | NC | Kenansville Solar Farm, LLC | 58840 | INV6 | 34.97 | -77.9761 | 0 | OP | PV | SUN | 0.5 | 0.187 | 821 | 412.889 | 7485.778 | 9.1179
16287 | 2018 | 9871 | 9434.5874 | NC | Kenansville Solar Farm, LLC | 58840 | INV7 | 34.97 | -77.9761 | 0 | OP | PV | SUN | 0.5 | 0.187 | 821 | 412.889 | 7485.778 | 9.1179
16288 | 2018 | 9871 | 9434.5874 | NC | Kenansville Solar Farm, LLC | 58840 | INV8 | 34.97 | -77.9761 | 0 | OP | PV | SUN | 0.5 | 0.187 | 821 | 412.889 | 7485.778 | 9.1179
16289 | 2018 | 9871 | 9434.5874 | NC | Kenansville Solar Farm, LLC | 58840 | INV9 | 34.97 | -77.9761 | 0 | OP | PV | SUN | 0.5 | 0.187 | 821 | 412.889 | 7485.778 | 9.1179
16290 | 2018 | 9870 | 400.3026 | NC | Kennedy Solar, LLC | 60397 | FLS1 | 35.0123 | -78.0922 | 0 | OP | PV | SUN | 4.9 | 0.213 | 9132 | 4592 | 83266 | 9.118
16291 | 2018 | 16911 | 6872.4653 | NC | Kenneth Solar | 59507 | PV1 | 36.4338 | -78.1526 | 0 | OP | PV | SUN | 3 | 0.183 | 4820 | 2424 | 43949 | 9.118
16294 | 2018 | 9873 | 16395.1702 | NC | Kinston | 59125 | 1 | 35.3706 | -77.6083 | 0 | OP | PV | SUN | 2 | 0.209 | 3660 | 1841 | 33372 | 9.118
16295 | 2018 | 9484 | 2052.2491 | NC | Kinston Davis Farm | 61090 | 1 | 35.2184 | -77.6426 | 0 | OP | PV | SUN | 5 | 0.201 | 8784 | 4417 | 80092 | 9.1179
16296 | 2018 | 6679 | 3028.0706 | NC | Kinston Solar | 59832 | FLS1 | 35.3514 | -77.4723 | 0 | OP | PV | SUN | 5 | 0.202 | 8845 | 4448 | 80649 | 9.118
16297 | 2018 | 9870 | 4757.5367 | NC | Kirkwall Holdings | 58791 | PV1 | 34.9889 | -78.1375 | 0 | OP | PV | SUN | 5 | 0.21 | 9195 | 4624 | 83838 | 9.1178
16300 | 2018 | 6890 | 10163.3834 | NC | Kojak Farm | 60578 | 1 | 35.7991 | -78.1022 | 0 | OP | PV | SUN | 5 | 0.201 | 8825 | 4438 | 80466 | 9.118
16312 | 2018 | 4496 | 3361.2213 | NC | Lafayette Solar I, LLC | 60105 | LAF | 35.2324 | -81.5642 | 0 | OP | PV | SUN | 2 | 0.191 | 3340 | 1680 | 30453 | 9.1177
16317 | 2018 | 6661 | 4457.9616 | NC | Lane Solar | 62104 | PGRF2 | 35.395 | -78.051 | 0 | OP | PV | SUN | 5 | 0.048 | 2098 | 599 | 19129 | 9.1177
16318 | 2018 | 6906 | 7532.9687 | NC | Langdon Solar Farm, LLC | 60538 | 1 | 35.4473 | -78.4135 | 0 | OP | PV | SUN | 5 | 0.204 | 8951 | 4501 | 81615 | 9.118
16319 | 2018 | 10002 | 181.1091 | NC | Langley PV1 | 59158 | LNG1 | 35.8019 | -77.8489 | 0 | OP | PV | SUN | 5 | 0.222 | 9704 | 4880 | 88481 | 9.118
16320 | 2018 | 16404 | 17229.7811 | NC | Lanier Solar | 59486 | LANIE | 34.8989 | -77.8089 | 0 | OP | PV | SUN | 4.9 | 0.214 | 9206 | 4630 | 83940 | 9.118
16321 | 2018 | 9846 | 622.5257 | NC | Laurinburg Farm | 61091 | 1 | 34.7644 | -79.443 | 0 | OP | PV | SUN | 5 | 0.213 | 9327 | 4690 | 85044 | 9.118
16322 | 2018 | 9846 | 857.4846 | NC | Laurinburg Solar | 59833 | FLS1 | 34.7565 | -79.4302 | 0 | OP | PV | SUN | 5 | 0.207 | 9054 | 4553 | 82553 | 9.1178
16323 | 2018 | 9852 | 10253.0051 | NC | Laurinburg Solar, LLC (Heelstone) | 60200 | LAUR | 34.7076 | -79.2954 | 0 | OP | PV | SUN | 2 | 0.228 | 3998 | 2011 | 36454 | 9.1181
16324 | 2018 | 6651 | 10295.2614 | NC | Leggett Solar, LLC | 60783 | 1 | 36.058 | -77.623 | 0 | OP | PV | SUN | 5 | 0.226 | 9918 | 4988 | 90432 | 9.118
16325 | 2018 | 9873 | 10322.1237 | NC | Lenoir Farm | 58333 | 1 | 35.3317 | -77.6664 | 0 | OP | PV | SUN | 5 | 0.191 | 8348 | 4198 | 76117 | 9.118
16326 | 2018 | 6679 | 3318.7974 | NC | Lenoir Farm 2 | 58334 | 1 | 35.35 | -77.475 | 0 | OP | PV | SUN | 5 | 0.185 | 8093 | 4070 | 73793 | 9.1181
16327 | 2018 | 6408 | 17592.4755 | NC | Lewiston Solar | 59174 | 5MWPV | 36.1411 | -77.2111 | 0 | OP | PV | SUN | 5 | 0.204 | 8930 | 4491 | 81422 | 9.1178
16332 | 2018 | 6900 | 9454.8849 | NC | Lillington Solar | 59921 | 5MWPV | 35.368 | -78.801 | 0 | OP | PV | SUN | 5 | 0.174 | 7636 | 3840 | 69625 | 9.118
16349 | 2018 | 15511 | 1231.8243 | NC | Lincoln Solar, LLC (NC) | 60399 | FLS1 | 35.3795 | -81.8176 | 0 | OP | PV | SUN | 4.9 | 0.218 | 9375 | 4715 | 85481 | 9.118
16351 | 2018 | 14626 | 19138.4684 | NC | Little River PV 1 | 59521 | LTLRV | 35.5389 | -79.8042 | 0 | OP | PV | SUN | 5 | 0.193 | 8472 | 4260 | 77246 | 9.1178
16352 | 2018 | 6679 | 7924.0581 | NC | Littlefield Solar Center LLC | 58809 | LSC1 | 35.4339 | -77.4381 | 0 | OP | PV | SUN | 5 | 0.197 | 8612 | 4331 | 78523 | 9.1179
16358 | 2018 | 6681 | 3331.7037 | NC | Long Farm 46 Solar, LLC | 60208 | PV1 | 36.467 | -77.618 | 0 | OP | PV | SUN | 5 | 0.178 | 7775 | 3910 | 70893 | 9.1181
16359 | 2018 | 9488 | 14256.3347 | NC | Long Henry Solar | 61347 | GEN1 | 35.1953 | -77.8951 | 0 | OP | PV | SUN | 2 | 0.224 | 3928 | 1975 | 35814 | 9.1176
16365 | 2018 | 4496 | 10601.099 | NC | Lux Solar, LLC | 61284 | GEN1 | 35.2411 | -81.4294 | 0 | OP | PV | SUN | 2 | 0.225 | 3939 | 1981 | 35917 | 9.1183
16369 | 2018 | 1575 | 20820.2332 | NC | Manning PV 1 | 59520 | MANN | 36.1192 | -79.5214 | 0 | OP | PV | SUN | 5 | 0.01 | 432 | 0 | 3939 | 9.1181
16370 | 2018 | 28719 | 895.7966 | NC | Manway Solar Farm | 59575 | PV1 | 34.7458 | -78.4294 | 0 | OP | PV | SUN | 5 | 0.181 | 7931 | 3988 | 72315 | 9.118
16371 | 2018 | 4099 | 8142.8298 | NC | Mariposa Solar Center LLC | 59162 | MSC 1 | 35.3739 | -81.0869 | 0 | OP | PV | SUN | 5 | 0.212 | 9269 | 4661 | 84513 | 9.1178
16372 | 2018 | 28710 | 1082.6788 | NC | Market Farm | 59105 | 1 | 36.3903 | -79.6472 | 0 | OP | PV | SUN | 4.9 | 0.194 | 8323 | 4186 | 75888 | 9.1179
16379 | 2018 | 15782 | 16360.1231 | NC | Marshville Farm | 58335 | 1 | 34.9889 | -80.3836 | 0 | OP | PV | SUN | 5 | 0.16 | 7001 | 3521 | 63836 | 9.1181
16380 | 2018 | 9859 | 842.4907 | NC | Martin Creek Farm LLC | 59124 | 1 | 36.2864 | -78.3861 | 0 | OP | PV | SUN | 3 | 0.201 | 5285 | 2658 | 48189 | 9.1181
16381 | 2018 | 13721 | 77788.5802 | NC | Martins Creek Solar NC, LLC | 57461 | 1 | 35.0204 | -84.0157 | 0 | OP | PV | SUN | 1 | 0.131 | 1145 | 576 | 10441 | 9.1188
16383 | 2018 | 9852 | 8322.8486 | NC | Maxton Solar, LLC | 60416 | MSPV | 34.7147 | -79.3146 | 0 | OP | PV | SUN | 4.9 | 0.219 | 9397 | 4726 | 85682 | 9.118
16384 | 2018 | 6969 | 510.259 | NC | Mayberry Solar LLC | 57321 | 1PV | 36.4767 | -80.6011 | 0 | OP | PV | SUN | 1.2 | 0.137 | 1436 | 722 | 13093 | 9.1177
16386 | 2018 | 10029 | 5060.8395 | NC | MC1 Solar | 60395 | MC1PV | 35.8748 | -77.1397 | 0 | OP | PV | SUN | 5 | 0.206 | 9018 | 4535 | 82226 | 9.118
16387 | 2018 | 9849 | 1441.4365 | NC | McCallum Farm | 58350 | 1 | 34.5439 | -79.3 | 0 | OP | PV | SUN | 5 | 0.193 | 8473 | 4261 | 77257 | 9.118
16396 | 2018 | 15226 | 8089.5211 | NC | McGoogan Farm, LLC | 60779 | 1 | 34.8887 | -79.0627 | 0 | OP | PV | SUN | 5 | 0.215 | 9417 | 4736 | 85865 | 9.1181
16400 | 2018 | 7089 | 619.206 | NC | McKenzie Farm | 58853 | 1 | 34.3239 | -78.6919 | 0 | OP | PV | SUN | 5 | 0.185 | 8096 | 4071 | 73820 | 9.1181
16402 | 2018 | 28700 | 7561.6776 | NC | Meadowbrook Solar Farm | 59936 | NB008 | 35.5554 | -80.3859 | 0 | OP | PV | SUN | 5 | 0.208 | 9099 | 4576 | 82964 | 9.1179
16403 | 2018 | 10029 | 1910.0437 | NC | Meadows PV 1 | 59513 | MEAD1 | 35.8369 | -77.1269 | 0 | OP | PV | SUN | 20 | 0.196 | 34282 | 17240 | 312584 | 9.118
16404 | 2018 | 9859 | 5348.885 | NC | Melinda Solar | 59502 | PV1 | 36.2487 | -78.3475 | 0 | OP | PV | SUN | 5 | 0.188 | 8249 | 4148 | 75214 | 9.118
16405 | 2018 | 10707 | 1286.1391 | NC | Meriwether Farm | 60579 | 1 | 36.2889 | -78.6046 | 0 | OP | PV | SUN | 5 | 0.21 | 9202 | 4628 | 83903 | 9.1179
16409 | 2018 | 7557 | 6211.0828 | NC | Mile Farm | 58336 | 1 | 36.2306 | -78.9496 | 0 | OP | PV | SUN | 5 | 0.193 | 8447 | 4248 | 77019 | 9.1179
16410 | 2018 | 28990 | 1299.8233 | NC | Mill Pond Solar Farm, LLC | 61196 | MILLL | 34.3071 | -78.7015 | 0 | OP | PV | SUN | 5 | 0.187 | 8208 | 4128 | 74841 | 9.1181
16412 | 2018 | 6940 | 1489.3834 | NC | MILL SOLAR 1 | 61160 | MILL1 | 35.575 | -80.821 | 0 | OP | PV | SUN | 1.4 | 0.101 | 1243 | 625 | 11334 | 9.1183
16413 | 2018 | 10875 | 6538.0832 | NC | Millikan Farm | 59576 | GEN1 | 35.8177 | -79.7711 | 0 | OP | PV | SUN | 5 | 0.215 | 9412 | 4733 | 85819 | 9.118
16414 | 2018 | 29024 | 1467.0809 | NC | Mills Anson Farm | 61093 | 1 | 34.9681 | -79.9358 | 0 | OP | PV | SUN | 5 | 0.198 | 8677 | 4364 | 79119 | 9.1182
16415 | 2018 | 10058 | 28887.2656 | NC | Milo Solar | 58739 | PV1 | 36.1489 | -79.3489 | 0 | OP | PV | SUN | 3 | 0.201 | 5271 | 2651 | 48063 | 9.1184
16416 | 2018 | 6696 | 24466.195 | NC | Minnie Solar | 58740 | PV1 | 35.9481 | -79.3619 | 0 | OP | PV | SUN | 3 | 0.19 | 4983 | 2506 | 45435 | 9.118
16417 | 2018 | 15692 | 17203.7774 | NC | Misenheimer Farm | 59577 | PV1 | 35.4686 | -80.2936 | 0 | OP | PV | SUN | 5 | 0.193 | 8450 | 4249 | 77047 | 9.118
16421 | 2018 | 4473 | 18089.5253 | NC | Mocksville Farm | 58313 | 1 | 35.8786 | -80.5419 | 0 | OP | PV | SUN | 5 | 0.198 | 8690 | 4370 | 79235 | 9.118
16422 | 2018 | 4473 | 12553.8249 | NC | Mocksville Solar | 59570 | PV1 | 35.8339 | -80.5744 | 0 | OP | PV | SUN | 15.4 | 0.191 | 25729 | 12939 | 234597 | 9.118
16423 | 2018 | 10029 | 1371.7916 | NC | Modlin Solar Farm | 60417 | MSFPV | 35.8503 | -77.1102 | 0 | OP | PV | SUN | 4.9 | 0.216 | 9291 | 4672 | 84714 | 9.1179
16424 | 2018 | 6650 | 2668.0941 | NC | Moncure Farm LLC | 59123 | 1 | 35.5683 | -79.0325 | 0 | OP | PV | SUN | 3 | 0.224 | 5889 | 2961 | 53697 | 9.1182
16428 | 2018 | 15782 | 4267.012 | NC | Monroe Moore Farm | 59578 | PV1 | 34.9719 | -80.6019 | 0 | OP | PV | SUN | 5 | 0.2 | 8754 | 4402 | 79819 | 9.118
16429 | 2018 | 15782 | 9039.9405 | NC | Monroe Solar Facility | 60383 | MONPV | 34.9299 | -80.6256 | 0 | OP | PV | SUN | 60 | 0.177 | 93060 | 44806 | 848521 | 9.118
16430 | 2018 | 14626 | 2803.3004 | NC | Montgomery Solar LLC | 58649 | 1 | 35.3444 | -79.7683 | 0 | OP | PV | SUN | 20 | 0.218 | 38199 | 19210 | 348298 | 9.118
16431 | 2018 | 7014 | 10316.8083 | NC | Moore Solar Farm | 58337 | 1 | 36.2732 | -79.7592 | 0 | OP | PV | SUN | 5 | 0.183 | 8029 | 4038 | 73208 | 9.1179
16432 | 2018 | 9873 | 13876.8831 | NC | Moorings Farm | 58338 | 1 | 35.3058 | -77.8292 | 0 | OP | PV | SUN | 5 | 0.177 | 7750 | 3897 | 70665 | 9.1181
16433 | 2018 | 9873 | 13850.2569 | NC | Moorings Farm 2 | 61405 | 1 | 35.3057 | -77.8289 | 0 | OP | PV | SUN | 5 | 0.217 | 9487 | 4771 | 86502 | 9.118
16435 | 2018 | 9858 | 12388.3574 | NC | Morgan Farm, LLC | 60133 | MOR | 36.0956 | -78.152 | 0 | OP | PV | SUN | 5 | 0.214 | 9381 | 4718 | 85538 | 9.1182
16436 | 2018 | 10126 | 17464.2268 | NC | Morgan's Corner | 60422 | 1 | 36.4211 | -76.3642 | 0 | OP | PV | SUN | 20 | 0.159 | 27862 | 14011 | 254045 | 9.118
16439 | 2018 | 6692 | 19730.4002 | NC | Morning View | 61881 | GEN1 | 35.5463 | -79.7428 | 0 | OP | PV | SUN | 2 | 0 | 0 | 0 |  | -
16440 | 2018 | 9876 | 3023.9549 | NC | Mount Olive Farm | 59107 | 1 | 35.2019 | -78.0817 | 0 | OP | PV | SUN | 5 | 0.219 | 9595 | 4825 | 87488 | 9.1181
16441 | 2018 | 9876 | 1300.3183 | NC | Mount Olive Solar | 59908 | 2MWPV | 35.18 | -78.098 | 0 | OP | PV | SUN | 2 | 0.212 | 3706 | 1864 | 33791 | 9.1179
16452 | 2018 | 9876 | 4994.7851 | NC | Mt Olive Farm 2 | 58345 | 1 | 35.2181 | -78.0697 | 0 | OP | PV | SUN | 5 | 0.202 | 8835 | 4443 | 80557 | 9.1179
16453 | 2018 | 9876 | 1313.0363 | NC | Mt Olive Solar 1 | 59645 | FLS1 | 35.1811 | -78.0969 | 0 | OP | PV | SUN | 5 | 0.192 | 8390 | 4219 | 76501 | 9.1181
16454 | 2018 | 7597 | 6042.1395 | NC | Murdock Solar | 59509 | PV1 | 35.6633 | -78.5206 | 0 | OP | PV | SUN | 4 | 0.201 | 7040 | 3540 | 64192 | 9.1182
16455 | 2018 | 13721 | 90889.5938 | NC | Murphy Farm Power, LLC | 57677 | 1 | 34.9992 | -84.1573 | 0 | OP | PV | SUN | 1 | 0.138 | 1208 | 607 | 11014 | 9.1175
16458 | 2018 | 9994 | 17815.4125 | NC | Mustang Solar | 61533 | GEN1 | 35.4156 | -79.5634 | 0 | OP | PV | SUN | 5 | 0.102 | 4488 | 2758 | 40921 | 9.1179
16476 | 2018 | 9858 | 3289.117 | NC | Nash 58 Farm | 58854 | 1 | 36.0472 | -78.0308 | 0 | OP | PV | SUN | 5 | 0.197 | 8635 | 4342 | 78735 | 9.1181
16477 | 2018 | 9858 | 15471.5855 | NC | Nash 64 Farm | 58855 | 1 | 35.9494 | -78.0925 | 0 | OP | PV | SUN | 5 | 0.167 | 7335 | 3689 | 66879 | 9.1178
16478 | 2018 | 12414 | 9202.349 | NC | Nash 97 Solar, LLC | 60408 | 97PV | 35.8493 | -78.2115 | 0 | OP | PV | SUN | 5.2 | 0.205 | 9358 | 4706 | 85327 | 9.1181
16479 | 2018 | 9858 | 4503.0667 | NC | Nashville Farms, LLC | 60134 | NASH | 36.0344 | -78.0106 | 0 | OP | PV | SUN | 2 | 0.206 | 3607 | 1814 | 32890 | 9.1184
16480 | 2018 | 15777 | 6543.8826 | NC | NC 102 Project LLC | 61610 | NC102 | 35.2925 | -80.4975 | 0 | OP | PV | SUN | 74.8 | 0.026 | 16810 | 1568 | 153274 | 9.118
16485 | 2018 | 4496 | 4199.6634 | NC | Neisler Street Solar | 60072 | NSS1 | 35.2898 | -81.5689 | 0 | OP | PV | SUN | 2 | 0.212 | 3707 | 1864 | 33802 | 9.1184
16486 | 2018 | 7597 | 547.6524 | NC | Neuse River Solar Farm | 58524 | 1 | 35.7144 | -78.4989 | 0 | OP | PV | SUN | 1.1 | 0.152 | 1466 | 737 | 13366 | 9.1173
16505 | 2018 | 9867 | 8126.5811 | NC | New Bern Farm | 58339 | 1 | 35.2096 | -77.0567 | 0 | OP | PV | SUN | 5 | 0.179 | 7855 | 3950 | 71623 | 9.1181
16506 | 2018 | 28999 | 99.8079 | NC | Newton Grove | 59835 | GEN1 | 35.2516 | -78.3674 | 0 | OP | PV | SUN | 1.9 | 0.195 | 3247 | 1633 | 29608 | 9.1186
16507 | 2018 | 1575 | 10144.5358 | NC | Nick Solar | 58741 | NICK | 35.9911 | -79.5481 | 0 | OP | PV | SUN | 5 | 0.194 | 8492 | 4271 | 77431 | 9.1181
16508 | 2018 | 9418 | 2765.4731 | NC | Nickelson Solar, LLC | 62205 | GNICK | 34.7471 | -77.9874 | 0 | OP | PV | SUN | 5.3 | 0.004 | 191 | 0 | 1742 | 9.1204
16509 | 2018 | 6906 | 2521.3255 | NC | Nitro Solar | 59501 | NITRO | 35.4869 | -78.3139 | 0 | OP | PV | SUN | 5 | 0.182 | 7967 | 4006 | 72642 | 9.1179
16511 | 2018 | 29001 | 8249.8136 | NC | North Carolina Solar Bethea I | 58531 | P22A | 34.7047 | -79.5258 | 0 | OP | PV | SUN | 0.5 | 0.347 | 1521.5 | 765 | 13873.5 | 9.1183
16512 | 2018 | 29001 | 8249.8136 | NC | North Carolina Solar Bethea I | 58531 | P22B | 34.7047 | -79.5258 | 0 | OP | PV | SUN | 0.5 | 0.347 | 1521.5 | 765 | 13873.5 | 9.1183
16513 | 2018 | 9881 | 4634.646 | NC | North Carolina Solar III LLC | 58880 | NCIII | 34.7667 | -79.5597 | 0 | OP | PV | SUN | 4.9 | 0.202 | 8690 | 4370 | 79235 | 9.118
16514 | 2018 | 9858 | 1988.3129 | NC | North Nash Farm, LLC | 60651 | 1 | 36.0703 | -78.0383 | 0 | OP | PV | SUN | 5 | 0.216 | 9478 | 4766 | 86421 | 9.1181
16515 | 2018 | 10054 | 5672.8355 | NC | Northern Cardinal Solar | 60992 | NCARD | 36.4333 | -77.7197 | 0 | OP | PV | SUN | 2 | 0.076 | 1326 | 914 | 12089 | 9.1169
16516 | 2018 | 9881 | 853.2147 | NC | Oakboro Farm | 58851 | 1 | 34.7958 | -79.5383 | 0 | OP | PV | SUN | 5 | 0.191 | 8372 | 4210 | 76335 | 9.1179
16519 | 2018 | 15512 | 806.6149 | NC | Old Caroleen Solar Farm | 61534 | GEN1 | 35.2977 | -81.812 | 0 | OP | PV | SUN | 2 | 0.061 | 1062 | 653 | 9684 | 9.1186
16520 | 2018 | 15632 | 11569.4476 | NC | Old Catawba PV 1 | 59519 | OLDC | 35.7117 | -81.1342 | 0 | OP | PV | SUN | 3.5 | 0.184 | 5639 | 2836 | 51417 | 9.1181
16521 | 2018 | 15782 | 8643.9574 | NC | Old Pageland Monroe Road Solar Farm | 60600 | PV1 | 34.9523 | -80.4819 | 0 | OP | PV | SUN | 5.3 | 0.201 | 9347 | 4700 | 85225 | 9.1179
16522 | 2018 | 9881 | 2470.8281 | NC | Old Wire Farm | 61094 | 1 | 34.8178 | -79.5139 | 0 | OP | PV | SUN | 5 | 0.223 | 9767 | 4912 | 89054 | 9.1178
16529 | 2018 | 1850 | 20012.0801 | NC | Ouchchy PV1 | 59999 | OUCH1 | 36.0841 | -79.2448 | 0 | OP | PV | SUN | 3 | 0.196 | 5142 | 2586 | 46882 | 9.1175
16530 | 2018 | 15630 | 4901.9083 | NC | Owen Solar | 58742 | PV1 | 35.5861 | -81.3153 | 0 | OP | PV | SUN | 5 | 0.209 | 9154 | 4603 | 83466 | 9.118
16533 | 2018 | 7618 | 483.1873 | NC | Page Solar | 62018 | PGRI1 | 35.5332 | -78.6395 | 0 | OP | PV | SUN | 1.6 | 0 | 0 | 0 |  | -
16534 | 2018 | 9862 | 16307.1163 | NC | Pamlico Partners Solar | 58799 | 1 | 35.5011 | -76.87 | 0 | OP | PV | SUN | 5 | 0.211 | 9235 | 4644 | 84206 | 9.1181
16546 | 2018 | 10126 | 923.7612 | NC | Pasquotank | 59530 | PASQ1 | 36.2647 | -76.3061 | 0 | OP | PV | SUN | 20 | 0.25 | 43851 | 22052 | 399834 | 9.118
16547 | 2018 | 15226 | 7954.9004 | NC | Pate Farm | 58856 | 1 | 34.8167 | -79.1994 | 0 | OP | PV | SUN | 5 | 0.196 | 8587 | 4318 | 78297 | 9.1181
16548 | 2018 | 7557 | 8986.5344 | NC | PCIP Solar | 58305 | PCIP | 36.3125 | -78.9675 | 0 | OP | PV | SUN | 1 | 0.193 | 1689 | 849 | 15400 | 9.1178
16550 | 2018 | 7557 | 9081.4826 | NC | PCSP3 Airport | 58538 | 3 | 36.2881 | -78.9861 | 0 | OP | PV | SUN | 2.5 | 0.185 | 4051 | 2037 | 36937 | 9.118
16553 | 2018 | 29018 | 3816.2245 | NC | Pecan PV1 | 59157 | PEC1 | 34.9092 | -79.8294 | 0 | OP | PV | SUN | 5 | 0.208 | 9096 | 4574 | 82937 | 9.118
16554 | 2018 | 10048 | 10615.5044 | NC | Pecan Solar | 60030 | PECAN | 36.481 | -77.4812 | 0 | OP | PV | SUN | 74.9 | 0.032 | 21297 | 0 | 194186 | 9.118
16555 | 2018 | 6670 | 1083.82 | NC | Perkins Solar, LLC | 60629 | PV1 | 36.4374 | -78.972 | 0 | OP | PV | SUN | 2 | 0.208 | 3641 | 1831 | 33199 | 9.1181
16556 | 2018 | 6405 | 12597.2732 | NC | Phelps 158 Solar Farm | 61134 | 15800 | 36.4426 | -77.1615 | 0 | OP | PV | SUN | 5 | 0.185 | 8104 | 4371 | 73891 | 9.1178
16558 | 2018 | 6907 | 12727.9829 | NC | Pikeville Farm | 61404 | 1 | 35.4782 | -77.9792 | 0 | OP | PV | SUN | 5 | 0.225 | 9837 | 4947 | 89694 | 9.118
16560 | 2018 | 29016 | 1034.7412 | NC | Pinesage | 61978 | GEN1 | 35.2208 | -79.5191 | 0 | OP | PV | SUN | 5 | 0 | 0 | 0 |  | -
16563 | 2018 | 6586 | 5462.7373 | NC | Plymouth Solar LLC | 58480 | 1 | 35.875 | -76.7106 | 0 | OP | PV | SUN | 5 | 0.206 | 9017 | 4535 | 82217 | 9.118
16564 | 2018 | 9479 | 6587.8367 | NC | Pollocksville Solar | 59917 | 5MWPV | 34.998 | -77.219 | 0 | OP | PV | SUN | 5 | 0.21 | 9181 | 4617 | 83711 | 9.1179
16565 | 2018 | 9867 | 7890.027 | NC | Porter Solar | 59504 | PV1 | 35.2167 | -77.0743 | 0 | OP | PV | SUN | 5 | 0.176 | 7698 | 3871 | 70191 | 9.1181
16566 | 2018 | 340 | 9599.0187 | NC | Princeton | 59533 | PRCTN | 35.5044 | -78.1922 | 0 | OP | PV | SUN | 5 | 0.204 | 8944 | 4498 | 81551 | 9.118
16567 | 2018 | 9846 | 908.8852 | NC | Progress Manis I | 58529 | P11A | 34.7564 | -79.4472 | 0 | OP | PV | SUN | 0.5 | 0.347 | 1521.5 | 765 | 13873.5 | 9.1183
16568 | 2018 | 9846 | 908.8852 | NC | Progress Manis I | 58529 | P11B | 34.7564 | -79.4472 | 0 | OP | PV | SUN | 0.5 | 0.347 | 1521.5 | 765 | 13873.5 | 9.1183
16569 | 2018 | 12414 | 17317.6757 | NC | Progress Solar 1, LLC | 58493 | PRO1 | 35.9481 | -78.2508 | 0 | OP | PV | SUN | 4 | 0.173 | 6078 | 3057 | 55419 | 9.118
16570 | 2018 | 9851 | 11393.5233 | NC | Progress Solar II, LLC | 58494 | PROG2 | 34.4761 | -79.0975 | 0 | OP | PV | SUN | 3.5 | 0.187 | 5748 | 2891 | 52410 | 9.118
16571 | 2018 | 9852 | 5255.9105 | NC | Progress Solar III, LLC | 58495 | PROG3 | 34.7142 | -79.3539 | 0 | OP | PV | SUN | 3.5 | 0.192 | 5896 | 2965 | 53759 | 9.1179
16573 | 2018 | 9837 | 6733.9943 | NC | Quarter Horse Solar | 62095 | PGRF5 | 34.437 | -77.642 | 0 | OP | PV | SUN | 4.5 | 0.017 | 682 | 0 | 6219 | 9.1188
16575 | 2018 | 7619 | 3526.754 | NC | Quincy Solar | 59506 | PV1 | 35.0717 | -78.8078 | 0 | OP | PV | SUN | 4 | 0.153 | 5364 | 2697 | 48910 | 9.1182
16576 | 2018 | 6663 | 9340.269 | NC | QVC Inc | 56966 | 1 | 35.9222 | -77.6731 | 0 | OP | PV | SUN | 1 | 0.09 | 784.103 | 394.359 | 7149.487 | 9.118
16577 | 2018 | 6663 | 9340.269 | NC | QVC Inc | 56966 | 2 | 35.9222 | -77.6731 | 0 | OP | PV | SUN | 2.9 | 0.09 | 2273.897 | 1143.641 | 20733.513 | 9.1181
16578 | 2018 | 9887 | 5830.4227 | NC | Raeford Farm | 58274 | RAEF | 34.9689 | -79.2119 | 0 | OP | PV | SUN | 5 | 0.201 | 8800 | 4425 | 80240 | 9.1182
16579 | 2018 | 15226 | 13122.1676 | NC | Railroad Farm | 58316 | 1 | 34.82 | -78.9708 | 0 | OP | PV | SUN | 5 | 0.194 | 8501 | 4275 | 77512 | 9.118
16580 | 2018 | 9822 | 16674.3777 | NC | Railroad Farm 2 | 61095 | 1 | 34.8079 | -78.9505 | 0 | OP | PV | SUN | 5 | 0.215 | 9419 | 4737 | 85882 | 9.118
16581 | 2018 | 9508 | 4743.0736 | NC | Rams Horn Solar Center LLC | 58810 | RHSC1 | 35.64 | -77.3161 | 0 | OP | PV | SUN | 5 | 0.195 | 8558 | 4304 | 78032 | 9.118
16582 | 2018 | 3087 | 7023.2205 | NC | Ranchland Solar, LLC | 61813 | RCHLD | 36.4726 | -76.1541 | 0 | OP | PV | SUN | 60 | 0.167 | 87539 | 64655 | 798185 | 9.1181
16583 | 2018 | 16911 | 10176.4492 | NC | Red Hill Solar Center, LLC | 59760 | RHILL | 36.4044 | -78.1411 | 0 | OP | PV | SUN | 5 | 0.192 | 8426 | 4237 | 76829 | 9.1181
16584 | 2018 | 28998 | 10139.0786 | NC | Red Oak Solar Farm, LLC | 60929 | RDOAK | 35.993 | -77.9335 | 0 | OP | PV | SUN | 5 | 0.22 | 9650 | 4853 | 87990 | 9.1181
16585 | 2018 | 6904 | 4787.0777 | NC | Red Toad 1425 A Powatan Road, LLC | 60129 | POW | 35.6042 | -78.3709 | 0 | OP | PV | SUN | 2 | 0.226 | 3962 | 1992 | 36126 | 9.1181
16586 | 2018 | 6903 | 2106.6049 | NC | Red Toad 4451 Buffalo Road, LLC | 62131 | G4451 | 35.5574 | -78.2973 | 0 | OP | PV | SUN | 2 | 0.023 | 396 | 0 | 3611 | 9.1187
16587 | 2018 | 6903 | 3733.4835 | NC | Red Toad 5840 Buffalo Road, LLC | 62204 | G5840 | 35.5729 | -78.3023 | 0 | OP | PV | SUN | 2 | 0.017 | 296 | 0 | 2699 | 9.1182
16588 | 2018 | 4473 | 6017.9153 | NC | Redmon Solar Farm LLC | 59114 | 1 | 35.7108 | -80.6658 | 0 | OP | PV | SUN | 2 | 0.228 | 3986 | 2005 | 36345 | 9.1182
16597 | 2018 | 6423 | 5119.0535 | NC | River Road Solar, LLC | 60487 | PV1 | 36.351 | -76.842 | 0 | OP | PV | SUN | 5 | 0.179 | 7833 | 3939 | 71421 | 9.118
16614 | 2018 | 9886 | 9181.9988 | NC | Rock Farm | 58347 | 1 | 34.9656 | -79.6097 | 0 | OP | PV | SUN | 5 | 0.202 | 8849 | 4450 | 80685 | 9.118
16620 | 2018 | 9886 | 10741.0935 | NC | Rockingham Solar, LLC | 60106 | ROCK | 34.9807 | -79.6037 | 0 | OP | PV | SUN | 5 | 0.214 | 9384 | 4719 | 85563 | 9.118
16621 | 2018 | 28700 | 1002.8177 | NC | Rockwell Solar LLC | 58668 | ROCKW | 35.5417 | -80.4747 | 0 | OP | PV | SUN | 3.5 | 0.188 | 5751 | 2892 | 52438 | 9.1181
16626 | 2018 | 4496 | 12227.8335 | NC | Roper Farm, LLC | 60761 | 1 | 35.1875 | -81.4407 | 0 | OP | PV | SUN | 5 | 0.216 | 9480 | 4767 | 86439 | 9.118
16627 | 2018 | 9869 | 548.16 | NC | Rose Hill | 59375 | ROSE1 | 34.8239 | -77.9697 | 0 | OP | PV | SUN | 2 | 0.198 | 3461 | 1740 | 31558 | 9.1182
16631 | 2018 | 6907 | 274.8526 | NC | Rosewood Solar | 61520 | GEN1 | 35.4375 | -78.1071 | 0 | OP | PV | SUN | 2 | 0.222 | 3889 | 1956 | 35461 | 9.1183
16645 | 2018 | 7559 | 1229.7592 | NC | Roxboro Farm | 58340 | 1 | 36.4797 | -78.9174 | 0 | OP | PV | SUN | 5 | 0.182 | 7970 | 4008 | 72669 | 9.1178
16646 | 2018 | 10707 | 3394.2406 | NC | Roxboro Solar Farm, LLC | 61288 | GEN1 | 36.3268 | -78.6222 | 0 | OP | PV | SUN | 5 | 0.2 | 8771 | 4411 | 79974 | 9.118
16647 | 2018 | 6902 | 13505.6428 | NC | Royal Solar | 59831 | FLS1 | 35.216 | -78.689 | 0 | OP | PV | SUN | 4.9 | 0.207 | 8904 | 4478 | 81185 | 9.1178
16649 | 2018 | 9488 | 1718.0917 | NC | Ruskin Solar | 60922 | PV1 | 35.274 | -78.022 | 0 | OP | PV | SUN | 2 | 0.224 | 3932 | 1977 | 35851 | 9.1178
16650 | 2018 | 15512 | 4006.853 | NC | Rutherford Farm | 59589 | PV1 | 35.2578 | -81.8306 | 0 | OP | PV | SUN | 61 | 0.247 | 131764 | 67857 | 1201426 | 9.118
16653 | 2018 | 7089 | 12823.3787 | NC | Sadiebrook NC Solar | 62102 | PGRF1 | 34.44 | -78.658 | 0 | OP | PV | SUN | 5 | 0.085 | 3703 | 2553 | 33764 | 9.118
16656 | 2018 | 6685 | 9558.6733 | NC | Salisbury Solar | 61128 | 12349 | 35.6326 | -80.4226 | 0 | OP | PV | SUN | 3.8 | 0.077 | 2578 | 1291 | 23505 | 9.1175
16657 | 2018 | 14626 | 9980.9863 | NC | Samarcand Solar Farm, LLC | 58805 | INV1 | 35.3117 | -79.695 | 0 | OP | PV | SUN | 0.5 | 0.194 | 848.5 | 426.7 | 7736.6 | 9.118
16658 | 2018 | 14626 | 9980.9863 | NC | Samarcand Solar Farm, LLC | 58805 | INV10 | 35.3117 | -79.695 | 0 | OP | PV | SUN | 0.5 | 0.194 | 848.5 | 426.7 | 7736.6 | 9.118
16659 | 2018 | 14626 | 9980.9863 | NC | Samarcand Solar Farm, LLC | 58805 | INV2 | 35.3117 | -79.695 | 0 | OP | PV | SUN | 0.5 | 0.194 | 848.5 | 426.7 | 7736.6 | 9.118
16660 | 2018 | 14626 | 9980.9863 | NC | Samarcand Solar Farm, LLC | 58805 | INV3 | 35.3117 | -79.695 | 0 | OP | PV | SUN | 0.5 | 0.194 | 848.5 | 426.7 | 7736.6 | 9.118
16661 | 2018 | 14626 | 9980.9863 | NC | Samarcand Solar Farm, LLC | 58805 | INV4 | 35.3117 | -79.695 | 0 | OP | PV | SUN | 0.5 | 0.194 | 848.5 | 426.7 | 7736.6 | 9.118
16662 | 2018 | 14626 | 9980.9863 | NC | Samarcand Solar Farm, LLC | 58805 | INV5 | 35.3117 | -79.695 | 0 | OP | PV | SUN | 0.5 | 0.194 | 848.5 | 426.7 | 7736.6 | 9.118
16663 | 2018 | 14626 | 9980.9863 | NC | Samarcand Solar Farm, LLC | 58805 | INV6 | 35.3117 | -79.695 | 0 | OP | PV | SUN | 0.5 | 0.194 | 848.5 | 426.7 | 7736.6 | 9.118
16664 | 2018 | 14626 | 9980.9863 | NC | Samarcand Solar Farm, LLC | 58805 | INV7 | 35.3117 | -79.695 | 0 | OP | PV | SUN | 0.5 | 0.194 | 848.5 | 426.7 | 7736.6 | 9.118
16665 | 2018 | 14626 | 9980.9863 | NC | Samarcand Solar Farm, LLC | 58805 | INV8 | 35.3117 | -79.695 | 0 | OP | PV | SUN | 0.5 | 0.194 | 848.5 | 426.7 | 7736.6 | 9.118
16666 | 2018 | 14626 | 9980.9863 | NC | Samarcand Solar Farm, LLC | 58805 | INV9 | 35.3117 | -79.695 | 0 | OP | PV | SUN | 0.5 | 0.194 | 848.5 | 426.7 | 7736.6 | 9.118
16675 | 2018 | 13956 | 12843.7885 | NC | Sampson Solar | 61096 | 1 | 34.961 | -78.4705 | 0 | OP | PV | SUN | 2 | 0.21 | 3686 | 1854 | 33609 | 9.118
16676 | 2018 | 6888 | 6283.9822 | NC | Sandy Cross Solar, LLC | 58491 | SANDY | 35.8683 | -77.9542 | 0 | OP | PV | SUN | 1.2 | 0.176 | 1852 | 931 | 16886 | 9.1177
16677 | 2018 | 3088 | 6383.6675 | NC | Sandy Solar | 62692 | PGR04 | 36.33 | -76.058 | 0 | OP | PV | SUN | 5 | 0.195 | 8534 | 4915 | 77814 | 9.1181
16680 | 2018 | 9858 | 13743.5709 | NC | Sarah Solar | 59500 | SARAH | 36.1394 | -78.1469 | 0 | OP | PV | SUN | 5 | 0.195 | 8538 | 4294 | 77849 | 9.1179
16681 | 2018 | 324 | 3887.8108 | NC | SAS Solar Farm | 56915 | 1 | 35.8136 | -78.7503 | 0 | OP | PV | SUN | 0.5 | 0.145 | 635 | 319.25 | 5790.5 | 9.1189
16682 | 2018 | 324 | 3887.8108 | NC | SAS Solar Farm | 56915 | 2 | 35.8136 | -78.7503 | 0 | OP | PV | SUN | 0.5 | 0.145 | 635 | 319.25 | 5790.5 | 9.1189
16683 | 2018 | 324 | 3887.8108 | NC | SAS Solar Farm | 56915 | 3 | 35.8136 | -78.7503 | 0 | OP | PV | SUN | 0.5 | 0.145 | 635 | 319.25 | 5790.5 | 9.1189
16684 | 2018 | 324 | 3887.8108 | NC | SAS Solar Farm | 56915 | 4 | 35.8136 | -78.7503 | 0 | OP | PV | SUN | 0.5 | 0.145 | 635 | 319.25 | 5790.5 | 9.1189
16685 | 2018 | 9873 | 10189.7216 | NC | Scarlet Solar | 60921 | PV1 | 35.2878 | -77.7951 | 0 | OP | PV | SUN | 2 | 0.226 | 3968 | 1995 | 36180 | 9.1179
16686 | 2018 | 6681 | 4736.6232 | NC | Schell Solar Farm | 59591 | PV1 | 36.4356 | -77.5664 | 0 | OP | PV | SUN | 5 | 0.199 | 8698 | 4374 | 79307 | 9.1178
16687 | 2018 | 10048 | 9482.6257 | NC | Seaboard Solar LLC | 59643 | 5MWPV | 36.4769 | -77.4678 | 0 | OP | PV | SUN | 5 | 0.195 | 8545 | 4297 | 77913 | 9.118
16688 | 2018 | 10012 | 11657.5338 | NC | Sedberry Farm | 59592 | PV1 | 35.2439 | -79.3217 | 0 | OP | PV | SUN | 5 | 0.203 | 8892 | 4472 | 81077 | 9.118
16690 | 2018 | 340 | 11741.5294 | NC | Selma Solar LLC | 58669 | SELMA | 35.5764 | -78.1833 | 0 | OP | PV | SUN | 5 | 0.204 | 8951 | 4501 | 81615 | 9.118
16692 | 2018 | 9887 | 2891.0195 | NC | Shankle Solar Center LLC | 58956 | SHAN | 34.9439 | -79.1958 | 0 | OP | PV | SUN | 4.8 | 0.203 | 8517 | 4283 | 77658 | 9.118
16693 | 2018 | 15226 | 2450.4871 | NC | Shannon Farm | 58323 | 1 | 34.8475 | -79.1289 | 0 | OP | PV | SUN | 5 | 0.194 | 8513 | 4281 | 77622 | 9.1181
16694 | 2018 | 3087 | 402.3855 | NC | Shawboro PV1 | 59155 | SHAW1 | 36.4333 | -76.0872 | 0 | OP | PV | SUN | 20 | 0.217 | 37945 | 19082 | 345981 | 9.118
16695 | 2018 | 4496 | 6985.4851 | NC | Shelby Randolph Road Solar 1, LLC | 60101 | SRR | 35.3092 | -81.5884 | 0 | OP | PV | SUN | 2 | 0.199 | 3479 | 1750 | 31722 | 9.1181
16696 | 2018 | 4496 | 4706.9391 | NC | Shelby Solar Energy Generation Facility | 57200 | 1 | 35.2536 | -81.5956 | 0 | OP | PV | SUN | 1 | 0.193 | 1691 | 850 | 15418 | 9.1177
16702 | 2018 | 9887 | 10830.6217 | NC | Shelter Solar | 60156 | PV1 | 34.9838 | -79.268 | 0 | OP | PV | SUN | 5 | 0.001 | 30 | 0 | 274 | 9.1333
16714 | 2018 | 3088 | 13409.6993 | NC | Shiloh Hwy Solar | 62691 | PGR05 | 36.27 | -76.033 | 0 | OP | PV | SUN | 5 |  |  |  |  | -
16715 | 2018 | 28995 | 10925.7108 | NC | Shoe Creek Solar, LLC | 60380 | SCSPV | 34.8449 | -79.3847 | 0 | OP | PV | SUN | 65 | 0.21 | 119437 | 60063 | 1089025 | 9.118
16716 | 2018 | 4496 | 3507.1077 | NC | SID Solar I, LLC | 60108 | SID | 35.2586 | -81.5056 | 0 | OP | PV | SUN | 5 | 0.193 | 8446 | 4247 | 77009 | 9.1178
16717 | 2018 | 15630 | 2478.8478 | NC | Sigmon Catawba Farm | 58861 | 1 | 35.6122 | -81.2433 | 0 | OP | PV | SUN | 5 | 0.183 | 8025 | 4036 | 73174 | 9.1183
16719 | 2018 | 6696 | 1482.7284 | NC | Siler 421 Farm, LLC | 61019 | SILER | 35.7474 | -79.4497 | 0 | OP | PV | SUN | 5 | 0.221 | 9699 | 4877 | 88437 | 9.1182
16720 | 2018 | 6407 | 9247.2258 | NC | Simons Farm | 59149 | SIMON | 36.3064 | -76.9972 | 0 | OP | PV | SUN | 5 | 0.216 | 9463 | 4759 | 86284 | 9.118
16721 | 2018 | 6906 | 2137.8412 | NC | Smithfield | 59955 | GEN01 | 35.4883 | -78.3198 | 0 | OP | PV | SUN | 1.8 | 0.212 | 3337 | 1678 | 30427 | 9.1181
16747 | 2018 | 6696 | 14040.1981 | NC | Snow Camp Solar, LLC | 60367 | SCSPV | 35.8627 | -79.4235 | 0 | OP | PV | SUN | 5.2 | 0.238 | 10837 | 5450 | 98812 | 9.118
16748 | 2018 | 28953 | 18848.9581 | NC | Snow Hill Solar 2 LLC | 59106 | 1 | 35.4442 | -77.6494 | 0 | OP | PV | SUN | 2 | 0.205 | 3599 | 1810 | 32815 | 9.1178
16749 | 2018 | 6655 | 73.7908 | NC | SoINCPower5, LLC | 59857 | BAT1 | 36.0528 | -77.7625 | 0 | OP | PV | SUN | 5 | 0.226 | 9919 | 4988 | 90442 | 9.1181
16750 | 2018 | 6422 | 26707.4317 | NC | SoINCPower6, LLC | 59856 | SUN1 | 36.443 | -76.581 | 0 | OP | PV | SUN | 5 | 0.245 | 10736 | 5399 | 97890 | 9.1179
16751 | 2018 | 6408 | 17132.4412 | NC | Solar Star North Carolina II LLC | 57435 | 1 | 36.425 | -77.064 | 0 | OP | PV | SUN | 1.3 | 0.164 | 1869.2 | 940 | 17043.4 | 9.118
16752 | 2018 | 6408 | 17132.4412 | NC | Solar Star North Carolina II LLC | 57435 | 2 | 36.425 | -77.064 | 0 | OP | PV | SUN | 1.3 | 0.164 | 1869.2 | 940 | 17043.4 | 9.118
16753 | 2018 | 6408 | 17132.4412 | NC | Solar Star North Carolina II LLC | 57435 | 3 | 36.425 | -77.064 | 0 | OP | PV | SUN | 1.3 | 0.164 | 1869.2 | 940 | 17043.4 | 9.118
16754 | 2018 | 6408 | 17132.4412 | NC | Solar Star North Carolina II LLC | 57435 | 4 | 36.425 | -77.064 | 0 | OP | PV | SUN | 1.3 | 0.164 | 1869.2 | 940 | 17043.4 | 9.118
16755 | 2018 | 6408 | 17132.4412 | NC | Solar Star North Carolina II LLC | 57435 | 5 | 36.425 | -77.064 | 0 | OP | PV | SUN | 1.3 | 0.164 | 1869.2 | 940 | 17043.4 | 9.118
16756 | 2018 | 28999 | 1916.1774 | NC | Soluga Farms 1 | 59191 | 1 | 35.2431 | -78.3869 | 0 | OP | PV | SUN | 5 | 0.201 | 8825 | 4438 | 80466 | 9.118
16757 | 2018 | 9820 | 9709.3152 | NC | Soluga Farms 2 LLC | 59192 | 1 | 34.5 | -78.6892 | 0 | OP | PV | SUN | 5 | 0.197 | 8613 | 4331 | 78533 | 9.118
16758 | 2018 | 6902 | 12903.6318 | NC | Soluga Farms III | 60580 | 1 | 35.2193 | -78.6733 | 0 | OP | PV | SUN | 5 | 0.215 | 9425 | 4740 | 85937 | 9.118
16759 | 2018 | 6902 | 12928.1742 | NC | Soluga Farms IV | 59934 | SFIV | 35.2187 | -78.6695 | 0 | OP | PV | SUN | 3.4 | 0.06 | 1792 | 512 | 16340 | 9.1183
16760 | 2018 | 9873 | 24904.8644 | NC | Sonne One | 58782 | PV1 | 35.4372 | -77.8336 | 0 | OP | PV | SUN | 5 | 0.202 | 8830 | 4440 | 80511 | 9.1179
16761 | 2018 | 15632 | 5202.2712 | NC | Sonne Two | 58829 | PV1 | 35.6567 | -81.1836 | 0 | OP | PV | SUN | 5 | 0.223 | 9774 | 4915 | 89118 | 9.1179
16762 | 2018 | 6684 | 9774.476 | NC | Sophie Solar | 58745 | PV1 | 35.305 | -81.6969 | 0 | OP | PV | SUN | 4.5 | 0.193 | 7620 | 3832 | 69480 | 9.1181
16763 | 2018 | 9859 | 13216.5208 | NC | Soul City Solar | 59606 | FLS1 | 36.25 | -78.25 | 0 | OP | PV | SUN | 3.5 | 0.173 | 5295 | 2663 | 48280 | 9.118
16764 | 2018 | 28666 | 1153.8364 | NC | South Atlantic Services Solar Farm I | 60798 | PV1 | 34.2902 | -77.9757 | 0 | OP | PV | SUN | 1.6 | 0.204 | 2859 | 1438 | 26069 | 9.1182
16765 | 2018 | 6699 | 24901.9894 | NC | South Louisburg Solar | 59825 | 5MWPV | 36.057 | -78.308 | 0 | OP | PV | SUN | 5 | 0.224 | 9816 | 4936 | 89502 | 9.118
16766 | 2018 | 9849 | 1288.1686 | NC | South Robeson Farm | 58273 | SROB | 34.5611 | -79.281 | 0 | OP | PV | SUN | 5 | 0.195 | 8544 | 4297 | 77904 | 9.118
16767 | 2018 | 6964 | 859.5188 | NC | South Winston Farm, LLC | 60409 | SWFPV | 36.0288 | -80.302 | 0 | OP | PV | SUN | 5.2 | 0.196 | 8939 | 4495 | 81505 | 9.1179
16768 | 2018 | 9859 | 2746.3337 | NC | Southerland Farm Solar | 60553 | 1 | 36.2656 | -78.3678 | 0 | OP | PV | SUN | 5 | 0.172 | 7551 | 3797 | 68851 | 9.1181
16771 | 2018 | 6685 | 2944.5366 | NC | Spencer Farm, LLC | 61220 | 1 | 35.7129 | -80.4079 | 0 | OP | PV | SUN | 5 | 0.204 | 8929 | 4490 | 81414 | 9.1179
16772 | 2018 | 14626 | 10203.6693 | NC | Spicewood Solar Farm LLC | 59109 | 1 | 35.3025 | -79.7017 | 0 | OP | PV | SUN | 5 | 0.192 | 8416 | 4232 | 76738 | 9.1181
16773 | 2018 | 28766 | 6936.3465 | NC | Spring Valley Farm 2, LLC | 59593 | PV1 | 36.3711 | -78.4153 | 0 | OP | PV | SUN | 5 | 0.208 | 9114 | 4583 | 83099 | 9.1177
16774 | 2018 | 15226 | 13524.1681 | NC | St. Pauls Solar 1, LLC | 60396 | FLS1 | 34.7716 | -78.9836 | 0 | OP | PV | SUN | 4.9 | 0.217 | 9319 | 4686 | 84971 | 9.118
16775 | 2018 | 15226 | 13865.7221 | NC | St. Pauls Solar 2 | 61156 | STPAU | 34.7691 | -78.981 | 0 | OP | PV | SUN | 5 | 0.213 | 9322 | 4688 | 84998 | 9.118
16776 | 2018 | 28766 | 12160.1614 | NC | Stagecoach Solar | 59604 | FLS1 | 36.4147 | -78.4597 | 0 | OP | PV | SUN | 5 | 0.179 | 7852 | 3949 | 71595 | 9.1181
16777 | 2018 | 28766 | 12865.8152 | NC | Stainback Solar Farm | 60257 | INV1 | 36.3953 | -78.3283 | 0 | OP | PV | SUN | 5 | 0.21 | 9213 | 4633 | 84005 | 9.1181
16778 | 2018 | 1517 | 2058.6008 | NC | Star Solar | 58746 | PV1 | 36.08 | -78.8239 | 0 | OP | PV | SUN | 5 | 0.212 | 9303 | 4678 | 84826 | 9.1181
16781 | 2018 | 4473 | 10253.4803 | NC | Statesville Solar | 61535 | GEN1 | 35.7397 | -80.7124 | 0 | OP | PV | SUN | 5 | 0.203 | 8891 | 4471 | 81069 | 9.1181
16783 | 2018 | 10017 | 17199.9501 | NC | Stikeleather Farm | 59595 | PV1 | 35.9022 | -81.1061 | 0 | OP | PV | SUN | 5 | 0.206 | 9007 | 4529 | 82127 | 9.1181
16784 | 2018 | 9851 | 2067.273 | NC | Stone Solar | 61085 | 1 | 34.5831 | -79.0318 | 0 | OP | PV | SUN | 5 | 0.219 | 9578 | 4817 | 87331 | 9.1179
16786 | 2018 | 1850 | 16708.3586 | NC | Stout Farm | 59581 | PV1 | 36.0792 | -79.1997 | 0 | OP | PV | SUN | 5 | 0.195 | 8526 | 4288 | 77741 | 9.1181
16787 | 2018 | 6422 | 26830.1945 | NC | Sugar Run Solar | 60189 | SRS15 | 36.4378 | -76.5978 | 0 | OP | PV | SUN | 5 | 0.222 | 9743 | 4900 | 88836 | 9.1179
16788 | 2018 | 3087 | 6084.3797 | NC | Summit Farms Solar | 60611 | PV1 | 36.4765 | -76.136 | 0 | OP | PV | SUN | 60 | 0.218 | 114754 | 58603 | 1046328 | 9.118
16789 | 2018 | 6403 | 3643.1294 | NC | Sun Devil Solar | 59505 | PV1 | 36.432 | -77.9703 | 0 | OP | PV | SUN | 5 | 0.192 | 8422 | 4235 | 76792 | 9.118
16790 | 2018 | 6422 | 7320.6034 | NC | Sun Farm V, LLC | 61287 | SF5PV | 36.1606 | -76.4894 | 0 | OP | PV | SUN | 5 | 0.003 | 143 | 0 | 1304 | 9.1189
16791 | 2018 | 6422 | 12704.8083 | NC | Sun Farm VI, LLC | 61842 | PV1 | 36.1144 | -76.5078 | 0 | OP | PV | SUN | 5 | 0.012 | 511 | 0 | 4659 | 9.1174
16792 | 2018 | 28666 | 525.0206 | NC | SunEdison LV Sutton Plant Site | 56938 | NCP1 | 34.2867 | -77.9814 | 0 | OP | PV | SUN | 1.2 | 0.089 | 936 | 471 | 8534 | 9.1175
16793 | 2018 | 6677 | 28465.5556 | NC | SunEnergy1-Scotland Neck, LLC | 59898 | SE1SN | 36.125 | -77.4091 | 0 | OP | PV | SUN | 3 | 0.209 | 5490 | 2761 | 50059 | 9.1182
16794 | 2018 | 6905 | 3629.6547 | NC | Sunfish Farm | 58864 | 1 | 35.5581 | -78.7358 | 0 | OP | PV | SUN | 5 | 0.196 | 8574 | 4312 | 78177 | 9.1179
16795 | 2018 | 6681 | 5220.1459 | NC | Sunflower Solar | 60638 | NC160 | 36.395 | -77.593 | 0 | OP | PV | SUN | 16 | 0.197 | 27554 | 13857 | 251237 | 9.118
16796 | 2018 | 9995 | 470.3046 | NC | Sweetgum Solar | 59824 | 5732 | 35.4583 | -79.1811 | 0 | OP | PV | SUN | 5 | 0.211 | 9261 | 4657 | 84442 | 9.118
16799 | 2018 | 6677 | 5131.7257 | NC | Tarboro Solar | 59648 | 5MWPV | 35.8581 | -77.4992 | 0 | OP | PV | SUN | 5 | 0.22 | 9623 | 4839 | 87743 | 9.1181
16800 | 2018 | 6902 | 14630.7656 | NC | Tart Farm | 59583 | PV1 | 35.2044 | -78.6811 | 0 | OP | PV | SUN | 5 | 0.203 | 8887 | 4469 | 81031 | 9.1179
16802 | 2018 | 10017 | 20571.4844 | NC | Taylorsville Solar LLC | 57402 | TAY1 | 35.9091 | -81.1525 | 0 | OP | PV | SUN | 1.2 | 0.152 | 1598 | 804 | 14572 | 9.1189
16806 | 2018 | 9873 | 17351.6245 | NC | Thornton PV1 | 59152 | THOR1 | 35.3958 | -77.6617 | 0 | OP | PV | SUN | 5 | 0.191 | 8362 | 4205 | 76246 | 9.1182
16808 | 2018 | 9850 | 12939.915 | NC | Three Bridge | 62540 | PGR01 | 34.6705 | -79.2001 | 0 | OP | PV | SUN | 2 | 0 | 0 | 0 |  | -
16809 | 2018 | 6977 | 8792.3117 | NC | Tiburon Holdings | 59217 | PV1 | 35.9033 | -80.4169 | 0 | OP | PV | SUN | 5 | 0.209 | 9174 | 4613 | 83649 | 9.1181
16815 | 2018 | 6663 | 8419.6118 | NC | Tolson Solar | 61131 | 12345 | 35.8296 | -77.6159 | 0 | OP | PV | SUN | 3 | 0.216 | 5675 | 2854 | 51744 | 9.1179
16817 | 2018 | 9869 | 548.16 | NC | Town of Cary | 59377 | CARY1 | 34.8239 | -77.9697 | 0 | OP | PV | SUN | 1.5 | 0.17 | 2234 | 1123 | 20369 | 9.1177
16818 | 2018 | 6890 | 13478.9422 | NC | Tracy Solar | 59498 | PV1 | 35.7998 | -78.1398 | 0 | OP | PV | SUN | 10 | 0.211 | 18497 | 9302 | 168654 | 9.1179
16820 | 2018 | 9412 | 13057.3431 | NC | Tripple State Farm | 61086 | 1 | 35.735 | -80.7749 | 0 | OP | PV | SUN | 5 | 0.216 | 9459 | 4757 | 86247 | 9.118
16825 | 2018 | 9850 | 7570.8834 | NC | Turkey Branch Solar LLC | 58670 | TURKY | 34.5244 | -79.1044 | 0 | OP | PV | SUN | 5 | 0.202 | 8839 | 4445 | 80596 | 9.1182
16826 | 2018 | 6405 | 13547.5105 | NC | Turkey Creek PV1 | 60000 | TRKCK | 36.4414 | -77.1356 | 0 | OP | PV | SUN | 13.5 | 0.19 | 22448 | 11289 | 204680 | 9.118
16831 | 2018 | 9868 | 3251.2731 | NC | TWE Chocowinity Solar, LLC | 60048 | FLS1 | 35.5017 | -77.1056 | 0 | OP | PV | SUN | 4.5 | 0.176 | 6954 | 3497 | 63408 | 9.1182
16832 | 2018 | 9480 | 1738.0981 | NC | TWE New Bern Solar Project, LLC | 60191 | FLS1 | 35.1543 | -77.1343 | 0 | OP | PV | SUN | 4 | 0.178 | 6237 | 3137 | 56869 | 9.118
16833 | 2018 | 15628 | 4323.7924 | NC | Two Lines Farm | 58348 | 1 | 35.6292 | -81.3267 | 0 | OP | PV | SUN | 5 | 0.194 | 8488 | 4268 | 77393 | 9.1179
16835 | 2018 | 6422 | 66.1855 | NC | Two Mile Solar | 59427 | TMS1 | 36.2231 | -76.4619 | 0 | OP | PV | SUN | 5 | 0.203 | 8879 | 4465 | 80959 | 9.118
16843 | 2018 | 28954 | 1971.874 | NC | Upchurch Solar Center LLC | 58812 | USC1 | 35.7819 | -77.8839 | 0 | OP | PV | SUN | 5 | 0.201 | 8797 | 4424 | 80212 | 9.1181
16850 | 2018 | 28954 | 1716.3062 | NC | Van Slyke Solar Center, LLC | 59761 | VSLYK | 35.777 | -77.8805 | 0 | OP | PV | SUN | 5 | 0.207 | 9059 | 4556 | 82600 | 9.118
16851 | 2018 | 9859 | 3030.7578 | NC | Vance Solar Farm, LLC | 59928 | NB007 | 36.2585 | -78.412 | 0 | OP | PV | SUN | 5 | 0.194 | 8492 | 4271 | 77431 | 9.1181
16852 | 2018 | 6405 | 15179.7098 | NC | Vaughn Creek PV1 | 60001 | VNCRK | 36.451 | -77.1206 | 0 | OP | PV | SUN | 20 | 0.215 | 37733 | 18975 | 344050 | 9.118
16853 | 2018 | 10015 | 913.2129 | NC | Vickers | 59190 | 1 | 35.8233 | -79.0803 | 0 | OP | PV | SUN | 2 | 0.211 | 3691 | 1856 | 33653 | 9.1176
16854 | 2018 | 9859 | 6613.5289 | NC | Vicksburg Solar | 59605 | FLS1 | 36.325 | -78.3431 | 0 | OP | PV | SUN | 5 | 0.196 | 8573 | 4311 | 78169 | 9.118
16855 | 2018 | 15777 | 16569.5689 | NC | Violet Solar | 60961 | PV1 | 35.4011 | -80.4185 | 0 | OP | PV | SUN | 5 | 0 | 9 | 0 | 82 | 9.1111
16856 | 2018 | 9885 | 4879.2264 | NC | Viper Solar | 60920 | PV1 | 34.9349 | -78.9622 | 0 | OP | PV | SUN | 2 | 0.218 | 3811 | 1916 | 34750 | 9.1183
16864 | 2018 | 4496 | 14998.2548 | NC | Waco Farm | 58863 | 1 | 35.3522 | -81.4261 | 0 | OP | PV | SUN | 5 | 0.199 | 8703 | 4377 | 79354 | 9.118
16866 | 2018 | 10052 | 1125.2261 | NC | Wadesboro Farm 1 | 61087 | 1 | 34.9911 | -80.0973 | 0 | OP | PV | SUN | 5 | 0.207 | 9062 | 4557 | 82628 | 9.1181
16867 | 2018 | 10052 | 3557.6571 | NC | Wadesboro Farm 2 | 60575 | 1 | 35.0234 | -80.0932 | 0 | OP | PV | SUN | 5 | 0.216 | 9439 | 4747 | 86065 | 9.118
16868 | 2018 | 10052 | 3997.9522 | NC | Wadesboro Farm 3 | 60576 | 1 | 34.9694 | -80.051 | 0 | OP | PV | SUN | 5 | 0.215 | 9435 | 4745 | 86027 | 9.1179
16869 | 2018 | 10052 | 5501.5418 | NC | Wadesboro Solar | 61129 | 12347 | 34.9739 | -80.029 | 0 | OP | PV | SUN | 5 | 0.089 | 3917 | 1970 | 35718 | 9.1187
16870 | 2018 | 6670 | 2756.4242 | NC | Wagstaff Farm 1 | 58862 | 1 | 36.4586 | -78.9567 | 0 | OP | PV | SUN | 5 | 0.201 | 8782 | 4416 | 80074 | 9.118
16895 | 2018 | 12414 | 3030.859 | NC | Wakefield Solar | 61536 | GEN1 | 35.8142 | -78.3124 | 0 | OP | PV | SUN | 5 | 0.217 | 9487 | 4771 | 86502 | 9.118
16896 | 2018 | 9419 | 3821.5372 | NC | Wallace | 59050 | GEN 1 | 34.7581 | -77.9717 | 0 | OP | PV | SUN | 2 | 0.191 | 3340 | 1680 | 30453 | 9.1177
16901 | 2018 | 9851 | 7621.9277 | NC | Walters Solar (FLS 260) | 59603 | FLS1 | 34.4969 | -79.0489 | 0 | OP | PV | SUN | 5 | 0.204 | 8937 | 4494 | 81488 | 9.118
16906 | 2018 | 16911 | 8004.7066 | NC | Warrenton Farm | 58312 | 1 | 36.415 | -78.1711 | 0 | OP | PV | SUN | 4 | 0.202 | 7092 | 3566 | 64666 | 9.1182
16907 | 2018 | 16911 | 8167.2078 | NC | Warrenton I Solar | 62100 | PGRI4 | 36.412 | -78.178 | 0 | OP | PV | SUN | 4.9 | 0 | 0 | 0 |  | -
16908 | 2018 | 9870 | 3171.169 | NC | Warsaw Farm | 58848 | 1 | 35.0056 | -78.1258 | 0 | OP | PV | SUN | 65 | 0.198 | 112927 | 56789 | 1029669 | 9.118
16909 | 2018 | 9870 | 1711.7268 | NC | Warsaw I | 59119 | PV1 | 35.01 | -78.11 | 0 | OP | PV | SUN | 2 | 0.193 | 3385 | 1702 | 30864 | 9.1179
16910 | 2018 | 9870 | 3773.1612 | NC | Warsaw II | 59120 | PV1 | 35.01 | -78.05 | 0 | OP | PV | SUN | 2 | 0.198 | 3464 | 1742 | 31584 | 9.1178
16911 | 2018 | 9868 | 11690.2373 | NC | Washington Airport Solar LLC | 58845 | 1 | 35.5653 | -77.0536 | 0 | OP | PV | SUN | 5 | 0.208 | 9089 | 4571 | 82875 | 9.1182
16912 | 2018 | 9862 | 14781.2014 | NC | Washington Millfield Solar, LLC | 58846 | 1 | 35.4994 | -76.8336 | 0 | OP | PV | SUN | 5 | 0.21 | 9189 | 4621 | 83786 | 9.1181
16914 | 2018 | 9862 | 15852.442 | NC | Washington White Post Solar LLC | 58135 | 1 | 35.5052 | -76.8484 | 0 | OP | PV | SUN | 12.4 | 0.197 | 21361 | 10742 | 194770 | 9.118
16920 | 2018 | 6404 | 1827.8471 | NC | Watson Seed Farm PV1 | 59153 | WAT1 | 36.1297 | -77.7214 | 0 | OP | PV | SUN | 20 | 0.198 | 34766 | 17483 | 316996 | 9.118
16921 | 2018 | 9852 | 6069.9061 | NC | Watts Farm | 58317 | 1 | 34.7269 | -79.3353 | 0 | OP | PV | SUN | 5 | 0.192 | 8398 | 4223 | 76573 | 9.118
16927 | 2018 | 9488 | 4451.0094 | NC | Wayne Solar I LLC | 60602 | WYN1 | 35.2211 | -78.019 | 0 | OP | PV | SUN | 5 | 0.195 | 8525 | 4287 | 77731 | 9.118
16928 | 2018 | 9487 | 2183.4421 | NC | Wayne Solar II LLC | 60598 | WYN2 | 35.3156 | -78.0795 | 0 | OP | PV | SUN | 5 | 0.198 | 8673 | 4362 | 79081 | 9.1181
16929 | 2018 | 9488 | 16135.3539 | NC | Wayne Solar III LLC | 60597 | WYN3 | 35.3244 | -77.8712 | 0 | OP | PV | SUN | 5 | 0.183 | 8035 | 4041 | 73264 | 9.1181
16930 | 2018 | 340 | 1361.1013 | NC | Wellons Farm | 59584 | PV1 | 35.5117 | -78.2911 | 0 | OP | PV | SUN | 5 | 0.234 | 10256 | 5158 | 93514 | 9.118
16932 | 2018 | 4473 | 9251.426 | NC | West Salisbury Farm LLC | 59111 | 1 | 35.6683 | -80.5236 | 0 | OP | PV | SUN | 5 | 0.195 | 8533 | 4291 | 77802 | 9.1178
16933 | 2018 | 6696 | 6109.3411 | NC | West Siler Farm LLC | 59112 | 1 | 35.7214 | -79.5044 | 0 | OP | PV | SUN | 5 | 0.205 | 8965 | 4508 | 81743 | 9.118
16935 | 2018 | 6404 | 1354.18 | NC | Whitakers | 59526 | WHIT1 | 36.1272 | -77.7344 | 0 | OP | PV | SUN | 12 | 0.25 | 26311 | 13231 | 239904 | 9.118
16936 | 2018 | 6404 | 546.3496 | NC | Whitakers Farm (Fisher Rd) | 60438 | 1 | 36.1155 | -77.7251 | 0 | OP | PV | SUN | 3.4 | 0.202 | 6003 | 3019 | 54734 | 9.1178
16937 | 2018 | 1851 | 8615.8474 | NC | White Cross Farm | 58341 | 1 | 35.9071 | -79.1883 | 0 | OP | PV | SUN | 5 | 0.185 | 8091 | 4069 | 73773 | 9.1179
16938 | 2018 | 6405 | 1224.818 | NC | White Farm Solar, LLC | 60363 | WFSPV | 36.3476 | -77.2224 | 0 | OP | PV | SUN | 5.2 | 0.195 | 8903 | 4477 | 81176 | 9.1178
16945 | 2018 | 10029 | 5668.1401 | NC | Williamston Solar | 59176 | 5MWPV | 35.8011 | -77.0631 | 0 | OP | PV | SUN | 5 | 0.206 | 9022 | 4537 | 82262 | 9.1179
16946 | 2018 | 10029 | 7578.7709 | NC | Williamston Speight Solar, LLC | 60787 | SPGHT | 35.8875 | -77.1642 | 0 | OP | PV | SUN | 15 | 0.196 | 25698 | 12923 | 234315 | 9.118
16947 | 2018 | 10029 | 286.5779 | NC | Williamston West Farm, LLC | 60484 | 1 | 35.8365 | -77.108 | 0 | OP | PV | SUN | 4.9 | 0.201 | 8636 | 4343 | 78743 | 9.118
16949 | 2018 | 28954 | 2734.2593 | NC | Wilson Farm 1 | 58342 | 1 | 35.8036 | -77.8736 | 0 | OP | PV | SUN | 5 | 0.176 | 7710 | 3877 | 70301 | 9.1182
16950 | 2018 | 28954 | 9599.0393 | NC | Wilson Solar Farm 1 | 61274 | WISL1 | 35.7 | -77.9 | 0 | OP | PV | SUN | 3.4 | 0.2 | 5966 | 3000 | 54397 | 9.1178
16951 | 2018 | 6892 | 7260.6829 | NC | Wilson Solar Farm 2 | 61275 | WILS2 | 35.683 | -78.016 | 0 | OP | PV | SUN | 5 | 0.196 | 8581 | 4315 | 78242 | 9.1181
16952 | 2018 | 6890 | 876.9642 | NC | Wilson Solar Farm 3 | 61276 | WILS3 | 35.78 | -78 | 0 | OP | PV | SUN | 10 | 0.185 | 16180 | 8137 | 147531 | 9.1181
16953 | 2018 | 6892 | 5183.3968 | NC | Wilson Solar Farm 4 | 61277 | WILS4 | 35.7 | -78 | 0 | OP | PV | SUN | 10 | 0.192 | 16789 | 8443 | 153082 | 9.118
16954 | 2018 | 28954 | 11208.4704 | NC | Wilson Solar Farm 5 | 61278 | WILS5 | 35.68 | -77.87 | 0 | OP | PV | SUN | 10 | 0.194 | 17016 | 8557 | 155151 | 9.1179
16955 | 2018 | 28954 | 11208.4704 | NC | Wilson Solar Farm 6 | 61279 | WILS6 | 35.68 | -77.87 | 0 | OP | PV | SUN | 10 | 0.211 | 18523 | 9315 | 168893 | 9.118
16956 | 2018 | 6892 | 434.1478 | NC | Wilson Solar Farm 7 | 61280 | WILS7 | 35.75 | -78 | 0 | OP | PV | SUN | 10 | 0.196 | 17185 | 8642 | 156694 | 9.1181
16957 | 2018 | 29023 | 1562.3 | NC | Windsor Cooper HIill Solar, LLC | 58847 | 1 | 35.9819 | -76.9178 | 0 | OP | PV | SUN | 5 | 0.19 | 8315 | 4181 | 75817 | 9.1181
16958 | 2018 | 29023 | 3447.3412 | NC | Windsor Solar | 59171 | 5MWPV | 36.0169 | -76.8831 | 0 | OP | PV | SUN | 5 | 0.213 | 9336 | 4695 | 85125 | 9.1179
16959 | 2018 | 6423 | 4104.2892 | NC | Winton Solar | 59177 | 5MWPV | 36.375 | -76.9389 | 0 | OP | PV | SUN | 5 | 0.21 | 9179 | 4616 | 83693 | 9.1179
16962 | 2018 | 16404 | 1110.1396 | NC | Woodland Church Farm | 59586 | PV1 | 35.0583 | -77.8536 | 0 | OP | PV | SUN | 5 | 0.2 | 8771 | 4411 | 79974 | 9.118
16963 | 2018 | 6405 | 645.0628 | NC | Woodland Solar | 59175 | 5MWPV | 36.3419 | -77.2211 | 0 | OP | PV | SUN | 5 | 0.2 | 8763 | 4407 | 79902 | 9.1181
16964 | 2018 | 4473 | 699.2366 | NC | Woodleaf Solar Facility | 62304 | PV1 | 35.7244 | -80.6084 | 0 | OP | PV | SUN | 6 | 0 | 0 | 0 |  | -
16968 | 2018 | 28766 | 6451.5732 | NC | Wortham Solar Farm | 60361 | INV1 | 36.3525 | -78.3763 | 0 | OP | PV | SUN | 5 | 0.201 | 8783 | 4417 | 80082 | 9.1178
16969 | 2018 | 1500 | 2260.3665 | NC | XPF Solar Field | 59146 | PV1 | 35.9117 | -78.8733 | 0 | OP | PV | SUN | 3 | 0.177 | 4641 | 2334 | 42316 | 9.1179
16970 | 2018 | 6978 | 808.3606 | NC | Yadkin 601 Farm | 59587 | PV1 | 36.1992 | -80.6972 | 0 | OP | PV | SUN | 3 | 0.201 | 5283 | 2657 | 48170 | 9.1179
16971 | 2018 | 6984 | 3568.5513 | NC | Yadkinville Solar | 59950 | YAK | 36.1373 | -80.596 | 0 | OP | PV | SUN | 3.5 | 0.205 | 6291 | 3164 | 57362 | 9.1181
16972 | 2018 | 10058 | 5033.6119 | NC | Yanceyville Farm | 58343 | 1 | 36.4394 | -79.2789 | 0 | OP | PV | SUN | 5 | 0.189 | 8290 | 4169 | 75587 | 9.1179
16973 | 2018 | 10058 | 678.9882 | NC | Yanceyville Farm 2 LLC | 59113 | 1 | 36.4139 | -79.3169 | 0 | OP | PV | SUN | 5 | 0.201 | 8792 | 4421 | 80166 | 9.1181
16974 | 2018 | 10058 | 3480.1682 | NC | Yanceyville Farm 3, LLC | 60240 | 1 | 36.4286 | -79.3489 | 0 | OP | PV | SUN | 4.9 | 0.201 | 8626 | 4338 | 78651 | 9.1179
16975 | 2018 | 4517 | 11240.156 | NC | York Road Solar I, LLC | 60107 | YORK | 35.2222 | -81.3337 | 0 | OP | PV | SUN | 2 | 0.203 | 3550 | 1785 | 32369 | 9.118
16976 | 2018 | 15226 | 8524.3286 | NC | ZV Solar 1 | 60980 | PV1 | 34.8 | -79.2 | 0 | OP | PV | SUN | 5 | 0.221 | 9678 | 4867 | 88243 | 9.1179
16977 | 2018 | 15226 | 8018.2275 | NC | ZV Solar 2, LLC | 61257 | ZV204 | 34.816 | -79.2 | 0 | OP | PV | SUN | 4.9 | 0.21 | 9024 | 4538 | 82281 | 9.118
16978 | 2018 | 15226 | 8034.1648 | NC | ZV Solar 3, LLC | 60549 | ZV3 | 34.8162 | -79.2002 | 0 | OP | PV | SUN | 5 | 0.215 | 9396 | 4725 | 85673 | 9.118
15711 | 2018 | 15689 | 2062.0048 | NC | Achilles Solar | 62621 | ACHIL | 35.3597 | -79.9114 | 0 | V | PV | SUN | 5 |  |  |  |  | -
15747 | 2018 | 28670 | 4632.5281 | NC | Arborgate Solar | 62623 | ARBOR | 35.7174 | -79.1195 | 0 | V | PV | SUN | 5 |  |  |  |  | -
15774 | 2018 | 9454 | 2926.1289 | NC | Badger | 62603 | BADGE | 34.839 | -77.2288 | 0 | V | PV | SUN | 5 |  |  |  |  | -
15917 | 2018 | 6692 | 3915.979 | NC | Changeup | 62601 | CHANG | 35.749 | -79.7855 | 0 | V | PV | SUN | 2 |  |  |  |  | -
15962 | 2018 | 6661 | 12848.8369 | NC | Cookstown | 62600 | COOKS | 35.4368 | -77.9738 | 0 | V | PV | SUN | 5 |  |  |  |  | -
16535 | 2018 | 9851 | 15083.0968 | NC | Panda Solar NC 1, LLC | 62089 | 20002 | 34.4367 | -79.0902 | 0 | V | PV | SUN | 1 |  |  |  |  | -
16536 | 2018 | 9822 | 4910.1173 | NC | Panda Solar NC 10, LLC | 62128 | 20031 | 34.9096 | -78.913 | 0 | V | PV | SUN | 2 |  |  |  |  | -
16537 | 2018 | 9822 | 4996.5277 | NC | Panda Solar NC 11, LLC | 62129 | 20032 | 34.9086 | -78.9125 | 0 | V | PV | SUN | 2 |  |  |  |  | -
16538 | 2018 | 9851 | 14739.8281 | NC | Panda Solar NC 2, LLC | 62120 | 20003 | 34.4384 | -79.0847 | 0 | V | PV | SUN | 2 |  |  |  |  | -
16539 | 2018 | 9850 | 4406.9897 | NC | Panda Solar NC 3, LLC | 62121 | 20011 | 34.6318 | -79.0907 | 0 | V | PV | SUN | 2 |  |  |  |  | -
16540 | 2018 | 28719 | 25689.3636 | NC | Panda Solar NC 4, LLC | 62122 | 20009 | 34.5194 | -78.5243 | 0 | V | PV | SUN | 2 |  |  |  |  | -
16541 | 2018 | 7619 | 5954.4399 | NC | Panda Solar NC 5, LLC | 62123 | 20007 | 35.0472 | -78.8105 | 0 | V | PV | SUN | 1 |  |  |  |  | -
16542 | 2018 | 9821 | 6400.7119 | NC | Panda Solar NC 6, LLC | 62124 | 20028 | 34.3536 | -78.7874 | 0 | V | PV | SUN | 1 |  |  |  |  | -
16543 | 2018 | 9874 | 9728.7615 | NC | Panda Solar NC 7, LLC | 62125 | 20038 | 35.1212 | -78.2055 | 0 | V | PV | SUN | 1.5 |  |  |  |  | -
16544 | 2018 | 14626 | 9051.2928 | NC | Panda Solar NC 8, LLC | 62126 | 20052 | 35.4209 | -79.706 | 0 | V | PV | SUN | 2 |  |  |  |  | -
16545 | 2018 | 9822 | 4810.5451 | NC | Panda Solar NC 9, LLC | 62127 | 20022 | 34.9109 | -78.9136 | 0 | V | PV | SUN | 2 |  |  |  |  | -
16779 | 2018 | 13956 | 872.5134 | NC | Starr | 62602 | STARR | 35.0154 | -78.3508 | 0 | V | PV | SUN | 5 |  |  |  |  | -
16865 | 2018 | 10051 | 4047.3011 | NC | Wadesboro 4 | 62627 | WADE4 | 35.1022 | -80.122 | 0 | V | PV | SUN | 2.2 |  |  |  |  | -
16931 | 2018 | 6893 | 4727.7028 | NC | Wendell Solar Farm LLC | 62595 | 10424 | 35.7346 | -78.355 | 0 | V | PV | SUN | 5 |  |  |  |  | -

## wind
eGRID2018 Generator file sequence number | Data Year | Substation Attach Scigrid(vid) | ST Scigrid distance (m) | Plant state abbreviation | Plant name | DOE/EIA ORIS plant or facility code | Generator ID | Plant latitude | Plant longitude | Number of associated boilers | Generator status | Generator prime mover type | Generator primary fuel | Generator nameplate capacity (MW) | Generator capacity factor | Generator annual net generation (MWh) | Generator ozone season net generation (MWh) | Unit unadjusted annual heat input (MMBtu) | Heat rate
16008 | 2018 | 6422 | 10388.582 | NC | Desert Wind Farm, LLC | 59968 | 1 | 36.31 | -76.42 | 0 | OP | WT | WND | 208 | 0.298 | 542772 | 148144 | 4948996 | 9.118

## hydro
eGRID2018 Generator file sequence number | Data Year | Substation Attach Scigrid(vid) | ST Scigrid distance (m) | Plant state abbreviation | Plant name | DOE/EIA ORIS plant or facility code | Generator ID | Plant latitude | Plant longitude | Number of associated boilers | Generator status | Generator prime mover type | Generator primary fuel | Generator nameplate capacity (MW) | Generator capacity factor | Generator annual net generation (MWh) | Generator ozone season net generation (MWh) | Unit unadjusted annual heat input (MMBtu) | Heat rate
15770 | 2018 | 7011 | 14876.6393 | NC | Avalon Hydropower | 54801 | GEN1 | 36.4237 | -79.9525 | 0 | OP | HY | WAT | 0.8 | 0.462 | 3238.667 | 1232 | 29530.667 | 9.1182
15771 | 2018 | 7011 | 14876.6393 | NC | Avalon Hydropower | 54801 | GEN2 | 36.4237 | -79.9525 | 0 | OP | HY | WAT | 0.3 | 0.462 | 1214.5 | 462 | 11074 | 9.1182
15772 | 2018 | 7011 | 14876.6393 | NC | Avalon Hydropower | 54801 | GEN3 | 36.4237 | -79.9525 | 0 | OP | HY | WAT | 0.1 | 0.462 | 404.833 | 154 | 3691.333 | 9.1182
15786 | 2018 | 6024 | 4199.3012 | NC | Bear Creek Dam | 2741 | 1 | 35.2427 | -83.072 | 0 | OP | HY | WAT | 9 | 0.472 | 37232 | 14268 | 339482 | 9.118
15815 | 2018 | 29024 | 4193.5272 | NC | Blewett | 2707 | 1 | 34.9833 | -79.8775 | 0 | OP | HY | WAT | 3.2 | 0.41 | 11494.894 | 4404.943 | 1410 | 0.12266
15816 | 2018 | 29024 | 4193.5272 | NC | Blewett | 2707 | 2 | 34.9833 | -79.8775 | 0 | OP | HY | WAT | 3.2 | 0.41 | 11494.894 | 4404.943 | 3989 | 0.34702
15817 | 2018 | 29024 | 4193.5272 | NC | Blewett | 2707 | 3 | 34.9833 | -79.8775 | 0 | OP | HY | WAT | 3.2 | 0.41 | 11494.894 | 4404.943 | 5648 | 0.49135
15818 | 2018 | 29024 | 4193.5272 | NC | Blewett | 2707 | 4 | 34.9833 | -79.8775 | 0 | OP | HY | WAT | 5 | 0.41 | 17960.772 | 6882.724 | 6249 | 0.34792
15819 | 2018 | 29024 | 4193.5272 | NC | Blewett | 2707 | 5 | 34.9833 | -79.8775 | 0 | OP | HY | WAT | 5 | 0.41 | 17960.772 | 6882.724 | 104810.407 | 5.8355
15820 | 2018 | 29024 | 4193.5272 | NC | Blewett | 2707 | 6 | 34.9833 | -79.8775 | 0 | OP | HY | WAT | 5 | 0.41 | 17960.772 | 6882.724 | 104810.407 | 5.8355
15841 | 2018 | 16289 | 54.1362 | NC | Bridgewater | 2719 | 1 | 35.7428 | -81.8372 | 0 | OP | HY | WAT | 13 | 0.485 | 55228.881 | 21164.188 | 503576.823 | 9.118
15842 | 2018 | 16289 | 54.1362 | NC | Bridgewater | 2719 | 2 | 35.7428 | -81.8372 | 0 | OP | HY | WAT | 13 | 0.485 | 55228.881 | 21164.188 | 503576.823 | 9.118
15843 | 2018 | 16289 | 54.1362 | NC | Bridgewater | 2719 | 3 | 35.7428 | -81.8372 | 0 | OP | HY | WAT | 1.7 | 0.485 | 7222.238 | 2767.625 | 65852.354 | 9.118
15911 | 2018 | 6024 | 1680.3077 | NC | Cedar Cliff | 2743 | 1 | 35.2531 | -83.0983 | 0 | OP | HY | WAT | 6.4 | 0.492 | 27610 | 10580 | 251748 | 9.118
15919 | 2018 | 13721 | 57479.9698 | NC | Chatuge | 2778 | 1 | 35.0191 | -83.7914 | 0 | OP | HY | WAT | 13.2 | 0.312 | 36086 | 13828 | 329032 | 9.118
15922 | 2018 | 7798 | 77704.6267 | NC | Cheoah | 54899 | 1A | 35.4478 | -83.9383 | 0 | OP | HY | WAT | 27.5 | 0.47 | 113122.429 | 43349.429 |  | -
15923 | 2018 | 7798 | 77704.6267 | NC | Cheoah | 54899 | 2A | 35.4478 | -83.9383 | 0 | OP | HY | WAT | 27.5 | 0.47 | 113122.429 | 43349.429 | 1031449.964 | 9.118
15924 | 2018 | 7798 | 77704.6267 | NC | Cheoah | 54899 | 3A | 35.4478 | -83.9383 | 0 | OP | HY | WAT | 27.5 | 0.47 | 113122.429 | 43349.429 |  | -
15925 | 2018 | 7798 | 77704.6267 | NC | Cheoah | 54899 | 4A | 35.4478 | -83.9383 | 0 | OP | HY | WAT | 27.5 | 0.47 | 113122.429 | 43349.429 | 1031449.964 | 9.118
15926 | 2018 | 7798 | 77704.6267 | NC | Cheoah | 54899 | 5 | 35.4478 | -83.9383 | 0 | OP | HY | WAT | 30 | 0.47 | 123406.286 | 47290.286 |  | -
15971 | 2018 | 6646 | 837.0571 | NC | Cowans Ford | 2722 | 1 | 35.4346 | -80.9588 | 0 | OP | HY | WAT | 87.5 | 0.102 | 77800.75 | 29813.75 | 709387.25 | 9.118
15972 | 2018 | 6646 | 837.0571 | NC | Cowans Ford | 2722 | 2 | 35.4346 | -80.9588 | 0 | OP | HY | WAT | 87.5 | 0.102 | 77800.75 | 29813.75 | 709387.25 | 9.118
15973 | 2018 | 6646 | 837.0571 | NC | Cowans Ford | 2722 | 3 | 35.4346 | -80.9588 | 0 | OP | HY | WAT | 87.5 | 0.102 | 77800.75 | 29813.75 | 709387.25 | 9.118
15974 | 2018 | 6646 | 837.0571 | NC | Cowans Ford | 2722 | 4 | 35.4346 | -80.9588 | 0 | OP | HY | WAT | 87.5 | 0.102 | 77800.75 | 29813.75 | 709387.25 | 9.118
16070 | 2018 | 15692 | 4350.0577 | NC | Falls Hydro | 54895 | YF1 | 35.3944 | -80.0753 | 0 | OP | HY | WAT | 9 | 0.58 | 45689.331 | 17508.439 | 416595.669 | 9.118
16071 | 2018 | 15692 | 4350.0577 | NC | Falls Hydro | 54895 | YF2 | 35.3944 | -80.0753 | 0 | OP | HY | WAT | 11.2 | 0.58 | 56857.834 | 21788.28 | 518430.166 | 9.118
16072 | 2018 | 15692 | 4350.0577 | NC | Falls Hydro | 54895 | YF3 | 35.3944 | -80.0753 | 0 | OP | HY | WAT | 11.2 | 0.58 | 56857.834 | 21788.28 | 518430.166 | 9.118
16088 | 2018 | 7798 | 66385.3348 | NC | Fontana Dam | 2779 | 1 | 35.4507 | -83.805 | 0 | OP | HY | WAT | 81 | 0.516 | 365902.792 | 140216.82 | 3336301.59 | 9.118
16089 | 2018 | 7798 | 66385.3348 | NC | Fontana Dam | 2779 | 2 | 35.4507 | -83.805 | 0 | OP | HY | WAT | 92.7 | 0.516 | 418755.417 | 160470.36 | 3818211.82 | 9.118
16090 | 2018 | 7798 | 66385.3348 | NC | Fontana Dam | 2779 | 3 | 35.4507 | -83.805 | 0 | OP | HY | WAT | 81 | 0.516 | 365902.792 | 140216.82 | 3336301.59 | 9.118
16093 | 2018 | 13721 | 23616.26 | NC | Franklin (NC) | 2745 | 1 | 35.2194 | -83.3708 | 0 | OP | HY | WAT | 0.5 | 0.425 | 1863 | 714 | 16987 | 9.1181
16094 | 2018 | 13721 | 23616.26 | NC | Franklin (NC) | 2745 | 2 | 35.2194 | -83.3708 | 0 | OP | HY | WAT | 0.5 | 0.425 | 1863 | 714 | 16987 | 9.1181
16115 | 2018 | 6131 | 279.8196 | NC | Gaston | 2756 | 1 | 36.4991 | -77.8115 | 0 | OP | HY | WAT | 44.4 | 0.303 | 117973 | 40417 | 1075677.75 | 9.118
16116 | 2018 | 6131 | 279.8196 | NC | Gaston | 2756 | 2 | 36.4991 | -77.8115 | 0 | OP | HY | WAT | 44.4 | 0.303 | 117973 | 40417 | 1075677.75 | 9.118
16117 | 2018 | 6131 | 279.8196 | NC | Gaston | 2756 | 3 | 36.4991 | -77.8115 | 0 | OP | HY | WAT | 44.4 | 0.303 | 117973 | 40417 | 1075677.75 | 9.118
16118 | 2018 | 6131 | 279.8196 | NC | Gaston | 2756 | 4 | 36.4991 | -77.8115 | 0 | OP | HY | WAT | 44.4 | 0.303 | 117973 | 40417 | 1075677.75 | 9.118
16172 | 2018 | 1851 | 20981.6841 | NC | Haw River Hydro | 10258 | 1 | 35.9483 | -79.3244 | 0 | OP | HY | WAT | 1 | 0.513 | 4490.667 | 1720.667 | 40946 | 9.118
16173 | 2018 | 1851 | 20981.6841 | NC | Haw River Hydro | 10258 | 2 | 35.9483 | -79.3244 | 0 | OP | HY | WAT | 0.5 | 0.513 | 2245.333 | 860.333 | 20473 | 9.118
16192 | 2018 | 6685 | 17621.4744 | NC | High Rock Hydro | 54896 | HR1 | 35.6008 | -80.2339 | 0 | OP | HY | WAT | 11 | 0.528 | 50878.333 | 19497 | 463908.333 | 9.118
16193 | 2018 | 6685 | 17621.4744 | NC | High Rock Hydro | 54896 | HR2 | 35.6008 | -80.2339 | 0 | OP | HY | WAT | 11 | 0.528 | 50878.333 | 19497 | 463908.333 | 9.118
16194 | 2018 | 6685 | 17621.4744 | NC | High Rock Hydro | 54896 | HR3 | 35.6008 | -80.2339 | 0 | OP | HY | WAT | 11 | 0.528 | 50878.333 | 19497 | 463908.333 | 9.118
16195 | 2018 | 4517 | 12861.0293 | NC | High Shoals Hydro (NC) | 10550 | GEN1 | 35.3943 | -81.201 | 0 | OP | HY | WAT | 1.8 | 0.245 | 3860 | 1343 | 35195 | 9.1179
16200 | 2018 | 13721 | 92383.6452 | NC | Hiwassee Dam | 2780 | 1 | 35.1509 | -84.1775 | 0 | OP | HY | WAT | 70.6 | 0.569 | 351812 | 157450 | 3207823 | 9.118
16268 | 2018 | 29015 | 7189.8693 | NC | Jordan Hydroelectric Project | 58390 | EMOD | 35.6547 | -79.0683 | 0 | OP | HY | WAT | 2.2 | 0.267 | 5151.5 | 1974 | 46972 | 9.1181
16269 | 2018 | 29015 | 7189.8693 | NC | Jordan Hydroelectric Project | 58390 | WMOD | 35.6547 | -79.0683 | 0 | OP | HY | WAT | 2.2 | 0.267 | 5151.5 | 1974 | 46972 | 9.1181
16313 | 2018 | 15662 | 21386.4365 | NC | Lake Lure | 2773 | 1 | 35.4259 | -82.184 | 0 | OP | HY | WAT | 1.2 | 0.334 | 3508.667 | 1344.667 | 31993 | 9.1183
16314 | 2018 | 15662 | 21386.4365 | NC | Lake Lure | 2773 | 2 | 35.4259 | -82.184 | 0 | OP | HY | WAT | 2.4 | 0.334 | 7017.333 | 2689.333 | 63986 | 9.1183
16353 | 2018 | 29015 | 4820.9214 | NC | Lockville Hydropower | 10051 | GEN1 | 35.6184 | -79.0912 | 0 | OP | HY | WAT | 0.6 | 0.032 | 169.5 | 65 | 1545.5 | 9.118
16354 | 2018 | 29015 | 4820.9214 | NC | Lockville Hydropower | 10051 | GEN2 | 35.6184 | -79.0912 | 0 | OP | HY | WAT | 0.6 | 0.032 | 169.5 | 65 | 1545.5 | 9.118
16361 | 2018 | 29021 | 8913.2401 | NC | Lookout Shoals | 2726 | 1 | 35.7575 | -81.0894 | 0 | OP | HY | WAT | 8.6 | 0.721 | 54309 | 20811.667 | 495189.333 | 9.118
16362 | 2018 | 29021 | 8913.2401 | NC | Lookout Shoals | 2726 | 2 | 35.7575 | -81.0894 | 0 | OP | HY | WAT | 8.6 | 0.721 | 54309 | 20811.667 | 495189.333 | 9.118
16363 | 2018 | 29021 | 8913.2401 | NC | Lookout Shoals | 2726 | 3 | 35.7575 | -81.0894 | 0 | OP | HY | WAT | 8.6 | 0.721 | 54309 | 20811.667 | 495189.333 | 9.118
16377 | 2018 | 10129 | 11417.7417 | NC | Marshall Dam | 2710 | HC1 | 35.7025 | -82.7106 | 0 | OP | HY | WAT | 2.5 | 0.019 | 406 | 155.5 | 3701.5 | 9.117
16378 | 2018 | 10129 | 11417.7417 | NC | Marshall Dam | 2710 | HC2 | 35.7025 | -82.7106 | 0 | OP | HY | WAT | 2.5 | 0.019 | 406 | 155.5 | 3701.5 | 9.117
16406 | 2018 | 10129 | 1096.1208 | NC | Metropolitan Sewerage District | 10181 | GEN1 | 35.6497 | -82.5992 | 0 | SB | HY | WAT | 0.8 | 0.384 | 2693.333 | 982.667 | 24558 | 9.1181
16407 | 2018 | 10129 | 1096.1208 | NC | Metropolitan Sewerage District | 10181 | GEN2 | 35.6497 | -82.5992 | 0 | OP | HY | WAT | 0.8 | 0.384 | 2693.333 | 982.667 | 24558 | 9.1181
16408 | 2018 | 10129 | 1096.1208 | NC | Metropolitan Sewerage District | 10181 | GEN3 | 35.6497 | -82.5992 | 0 | OP | HY | WAT | 0.8 | 0.384 | 2693.333 | 982.667 | 24558 | 9.1181
16418 | 2018 | 13721 | 69257.2533 | NC | Mission | 2746 | 1 | 35.0647 | -83.9258 | 0 | OP | HY | WAT | 0.6 | 0.342 | 1796 | 688.333 | 16376 | 9.118
16419 | 2018 | 13721 | 69257.2533 | NC | Mission | 2746 | 2 | 35.0647 | -83.9258 | 0 | OP | HY | WAT | 0.6 | 0.342 | 1796 | 688.333 | 16376 | 9.118
16420 | 2018 | 13721 | 69257.2533 | NC | Mission | 2746 | 3 | 35.0647 | -83.9258 | 0 | OP | HY | WAT | 0.6 | 0.342 | 1796 | 688.333 | 16376 | 9.118
16442 | 2018 | 6647 | 2581.5067 | NC | Mountain Island | 2728 | 1 | 35.3339 | -80.9867 | 0 | OP | HY | WAT | 15 | 0.395 | 51875.5 | 19879 | 473000.5 | 9.118
16443 | 2018 | 6647 | 2581.5067 | NC | Mountain Island | 2728 | 2 | 35.3339 | -80.9867 | 0 | OP | HY | WAT | 15 | 0.395 | 51875.5 | 19879 | 473000.5 | 9.118
16444 | 2018 | 6647 | 2581.5067 | NC | Mountain Island | 2728 | 3 | 35.3339 | -80.9867 | 0 | OP | HY | WAT | 15 | 0.395 | 51875.5 | 19879 | 473000.5 | 9.118
16445 | 2018 | 6647 | 2581.5067 | NC | Mountain Island | 2728 | 4 | 35.3339 | -80.9867 | 0 | OP | HY | WAT | 15 | 0.395 | 51875.5 | 19879 | 473000.5 | 9.118
16471 | 2018 | 13721 | 50660.1394 | NC | Nantahala | 2747 | 1 | 35.2715 | -83.6762 | 0 | OP | HY | WAT | 43.2 | 0.714 | 270145 | 103522 | 2463182 | 9.118
16472 | 2018 | 15692 | 3291.04 | NC | Narrows (NC) | 54894 | YN1 | 35.4189 | -80.0917 | 0 | OP | HY | WAT | 24.7 | 0.622 | 134577.087 | 51571.012 | 1227073.979 | 9.118
16473 | 2018 | 15692 | 3291.04 | NC | Narrows (NC) | 54894 | YN2 | 35.4189 | -80.0917 | 0 | OP | HY | WAT | 24.7 | 0.622 | 134577.087 | 51571.012 | 1227073.979 | 9.118
16474 | 2018 | 15692 | 3291.04 | NC | Narrows (NC) | 54894 | YN3 | 35.4189 | -80.0917 | 0 | OP | HY | WAT | 29 | 0.622 | 158005.487 | 60548.961 | 1440694.145 | 9.118
16475 | 2018 | 15692 | 3291.04 | NC | Narrows (NC) | 54894 | YN4 | 35.4189 | -80.0917 | 0 | OP | HY | WAT | 30.4 | 0.622 | 165633.338 | 63472.015 | 1510244.897 | 9.118
16531 | 2018 | 15622 | 13994.1418 | NC | Oxford Dam | 2729 | 1 | 35.8214 | -81.1922 | 0 | OP | HY | WAT | 18 | 0.341 | 53739 | 20593 | 489991.5 | 9.118
16532 | 2018 | 15622 | 13994.1418 | NC | Oxford Dam | 2729 | 2 | 35.8214 | -81.1922 | 0 | OP | HY | WAT | 18 | 0.341 | 53739 | 20593 | 489991.5 | 9.118
16574 | 2018 | 13721 | 50634.5977 | NC | Queens Creek | 6438 | 1 | 35.2713 | -83.676 | 0 | OP | HY | WAT | 1.4 | 0.377 | 4621 | 1771 | 42136 | 9.1184
16593 | 2018 | 14194 | 43.3212 | NC | Rhodhiss | 2730 | 1 | 35.7742 | -81.4378 | 0 | OP | HY | WAT | 8.5 | 0.534 | 39765.667 | 15238.667 | 362583.333 | 9.118
16594 | 2018 | 14194 | 43.3212 | NC | Rhodhiss | 2730 | 2 | 35.7742 | -81.4378 | 0 | OP | HY | WAT | 8.5 | 0.534 | 39765.667 | 15238.667 | 362583.333 | 9.118
16595 | 2018 | 14194 | 43.3212 | NC | Rhodhiss | 2730 | 3 | 35.7742 | -81.4378 | 0 | OP | HY | WAT | 8.5 | 0.534 | 39765.667 | 15238.667 | 362583.333 | 9.118
16607 | 2018 | 2416 | 489.7781 | NC | Roanoke Rapids | 2758 | 1 | 36.4789 | -77.6722 | 0 | OP | HY | WAT | 25 | 0.429 | 94001.25 | 36022 | 857103.75 | 9.118
16608 | 2018 | 2416 | 489.7781 | NC | Roanoke Rapids | 2758 | 2 | 36.4789 | -77.6722 | 0 | OP | HY | WAT | 25 | 0.429 | 94001.25 | 36022 | 857103.75 | 9.118
16609 | 2018 | 2416 | 489.7781 | NC | Roanoke Rapids | 2758 | 3 | 36.4789 | -77.6722 | 0 | OP | HY | WAT | 25 | 0.429 | 94001.25 | 36022 | 857103.75 | 9.118
16610 | 2018 | 2416 | 489.7781 | NC | Roanoke Rapids | 2758 | 4 | 36.4789 | -77.6722 | 0 | OP | HY | WAT | 25 | 0.429 | 94001.25 | 36022 | 857103.75 | 9.118
16678 | 2018 | 7798 | 71282.9619 | NC | Santeetlah | 54898 | 1 | 35.4475 | -83.8639 | 0 | OP | HY | WAT | 22.5 | 0.362 | 71407 | 27363.5 | 651089 | 9.118
16679 | 2018 | 7798 | 71282.9619 | NC | Santeetlah | 54898 | 2 | 35.4475 | -83.8639 | 0 | OP | HY | WAT | 22.5 | 0.362 | 71407 | 27363.5 | 651089 | 9.118
16803 | 2018 | 6024 | 11218.6499 | NC | Tennessee Creek | 2749 | 1 | 35.2139 | -83.0028 | 0 | OP | HY | WAT | 10.8 | 0.509 | 48111 | 18437 | 438677 | 9.118
16807 | 2018 | 7798 | 91.7066 | NC | Thorpe | 2750 | 1 | 35.234 | -83.1254 | 0 | OP | HY | WAT | 21.6 | 0.507 | 96019 | 36795 | 875501 | 9.118
16811 | 2018 | 15691 | 249.2349 | NC | Tillery | 2714 | 1 | 35.2067 | -80.0648 | 0 | OP | HY | WAT | 22 | 0.324 | 62492.571 | 23947.524 | 569807.333 | 9.118
16812 | 2018 | 15691 | 249.2349 | NC | Tillery | 2714 | 2 | 35.2067 | -80.0648 | 0 | OP | HY | WAT | 18 | 0.324 | 51130.286 | 19593.429 | 466206 | 9.118
16813 | 2018 | 15691 | 249.2349 | NC | Tillery | 2714 | 3 | 35.2067 | -80.0648 | 0 | OP | HY | WAT | 22 | 0.324 | 62492.571 | 23947.524 | 569807.333 | 9.118
16814 | 2018 | 15691 | 249.2349 | NC | Tillery | 2714 | 4 | 35.2067 | -80.0648 | 0 | OP | HY | WAT | 22 | 0.324 | 62492.571 | 23947.524 | 569807.333 | 9.118
16821 | 2018 | 7798 | 1513.6301 | NC | Tuckasegee | 2751 | 1 | 35.247 | -83.1281 | 0 | OP | HY | WAT | 3 | 0.269 | 7077 | 2712 | 64528 | 9.118
16822 | 2018 | 15692 | 10406.0715 | NC | Tuckertown Hydro | 54897 | TT1 | 35.4856 | -80.1758 | 0 | OP | HY | WAT | 14 | 0.447 | 54807 | 21002.333 | 499730.667 | 9.118
16823 | 2018 | 15692 | 10406.0715 | NC | Tuckertown Hydro | 54897 | TT2 | 35.4856 | -80.1758 | 0 | OP | HY | WAT | 14 | 0.447 | 54807 | 21002.333 | 499730.667 | 9.118
16824 | 2018 | 15692 | 10406.0715 | NC | Tuckertown Hydro | 54897 | TT3 | 35.4856 | -80.1758 | 0 | OP | HY | WAT | 14 | 0.447 | 54807 | 21002.333 | 499730.667 | 9.118
16827 | 2018 | 11731 | 23952.7869 | NC | Turner Shoals | 2735 | 1 | 35.3348 | -82.1864 | 0 | OP | HY | WAT | 2.7 | 0.442 | 10445 | 4546 | 95238 | 9.118
16828 | 2018 | 11731 | 23952.7869 | NC | Turner Shoals | 2735 | 2 | 35.3348 | -82.1864 | 0 | OP | HY | WAT | 2.7 | 0.442 | 10445 | 4546 | 95238 | 9.118
16829 | 2018 | 11731 | 9001.6986 | NC | Tuxedo | 2736 | 1 | 35.245 | -82.3894 | 0 | OP | HY | WAT | 2.5 | 0.773 | 16930.5 | 6488 | 154371.5 | 9.118
16830 | 2018 | 11731 | 9001.6986 | NC | Tuxedo | 2736 | 2 | 35.245 | -82.3894 | 0 | OP | HY | WAT | 2.5 | 0.773 | 16930.5 | 6488 | 154371.5 | 9.118
16898 | 2018 | 6024 | 47891.656 | NC | Walters | 2715 | 1 | 35.6946 | -83.0503 | 0 | OP | HY | WAT | 36 | 0.505 | 159284.333 | 61039 | 1452354.333 | 9.118
16899 | 2018 | 6024 | 47891.656 | NC | Walters | 2715 | 2 | 35.6946 | -83.0503 | 0 | OP | HY | WAT | 36 | 0.505 | 159284.333 | 61039 | 1452354.333 | 9.118
16900 | 2018 | 6024 | 47891.656 | NC | Walters | 2715 | 3 | 35.6946 | -83.0503 | 0 | OP | HY | WAT | 36 | 0.505 | 159284.333 | 61039 | 1452354.333 | 9.118
16201 | 2018 | 13721 | 92383.6452 | NC | Hiwassee Dam | 2780 | 2 | 35.1509 | -84.1775 | 0 | OP | PS | WAT | 95 | 0 | 0 | 0 |  | -